## 00 Contents
Lao PDR WESM: supporting data
Curated worksheets behind the Lao PDR Whole Energy System Model (Lao-WESM), renumbered and renamed.
Part A is the reconstructed 2023 base-year energy balance; Part B is the OSeMOSYS model input dataset. The full citable dataset is archived on Zenodo.
Sheet | Part | Original sheet name | What it contains
A01 IEA 2023 Balance | A: energy balance | 1 IEA_2023_Balance | IEA 2023 energy balance for Lao PDR (extended)
A02 MEM Yearbook 2023 | A: energy balance | 2 MEM_Lao Bank_Yearbook_2023 | Ministry of Energy & Mines / Bank of Lao statistical yearbook 2023
A03 LSB Population | A: energy balance | 3 LSB_population | Lao Statistics Bureau population (urban / rural)
A04 ASEAN Energy Outlook 8 | A: energy balance | 4 AOE-8th Edition_Data | ASEAN Energy Outlook (8th ed.) demand drivers
A05 Cooking Tech | A: energy balance | 5 Cooking_Tech | Cook-stove techno-economic assumptions
A06 Residential Cook Calc | A: energy balance | 6 Residential Cook calc | Residential cooking demand calculation
A07 Residential Demand | A: energy balance | 7 Residential demand | Residential energy demand
A08 Commercial | A: energy balance | 8 Commercial | Commercial-sector energy demand
A09 Industrial | A: energy balance | 9 Industrial | Industrial-sector energy demand (heat + electricity)
A10 Agricultural | A: energy balance | 10 Agricultural | Agricultural-sector energy demand
A11 Crypto | A: energy balance | 11 Crypto | Cryptocurrency-mining / data-centre electricity load
B01 Transport Naming | B: model dataset | 2.1 Naming | Transport technology / commodity naming convention
B02 Vehicle Stock | B: model dataset | 2.2 Vehicle Stock_phase 2 | Vehicle stock by category
B03 Fuel Prices | B: model dataset | 2.11 Fuel Price data | Fuel price data (imported diesel, gasoline, jet, etc.)
B04 Solar Profile North | B: model dataset | 3.1 Solar_profile_Northern Pro | Solar generation profile, Northern region
B05 Solar Profile Central | B: model dataset | 3.2 Solar_profile_central Pro | Solar generation profile, Central region
B06 Solar Profile South | B: model dataset | 3.3 Solar_profile_southern Pro | Solar generation profile, Southern region
B07 RE Potential NREL | B: model dataset | 3.4 RE potential_NREL | Renewable resource potential (NREL) by region
B08 Timeslices National | B: model dataset | 4.1 TimeSlices_National | Load curve / timeslices, national
B09 Timeslices North | B: model dataset | 4.2 TimeSlices_Northern | Load curve / timeslices, Northern region
B10 Timeslices Central | B: model dataset | 4.3 TimeSlices_Central | Load curve / timeslices, Central region
B11 Timeslices South | B: model dataset | 4.4 TimeSlices_Southern | Load curve / timeslices, Southern region
B12 Cost Biomass | B: model dataset | 6.1 Biomass | Power cost assumptions, biomass
B13 Cost Wind Onshore | B: model dataset | 6.2 Wind Onshore | Power cost assumptions, onshore wind
B14 Cost Rooftop Solar PV | B: model dataset | 6.3 Rooftop Solar PV | Power cost assumptions, rooftop solar PV
B15 Cost Utility Solar PV | B: model dataset | 6.4 Utility Solar PV | Power cost assumptions, utility solar PV
B16 Cost Small Hydro | B: model dataset | 6.5 Small Hydro | Power cost assumptions, small hydro
B17 Cost Large Hydro | B: model dataset | 6.6 Large Hydro | Power cost assumptions, large hydro
B18 Cost Coal | B: model dataset | 6.7 Coal | Power cost assumptions, coal
B19 Cost Coal CCS | B: model dataset | 6.7 Coal_CCS | Power cost assumptions, coal with CCS
B20 Operational Life PWR | B: model dataset | 6.9 Operational_life_PWR | Operational life of power technologies
B21 Power Plant Info | B: model dataset | 7.1 NPDP power plant info | National Power Development Plan plant list. Columns A-M only: the per-plant domestic / export capacity split and exporting country are withheld as confidential export commitments.
B22 Hydrogen Supply Chain | B: model dataset | 9.2 Hydrogen Supply_chain | Hydrogen supply-chain data
B23 Hydrogen Cost | B: model dataset | 9.3 Hydrogen_cost sheet | Hydrogen cost data (rows 1-53 only)
Note: per-plant domestic / export capacity and exporting country are withheld from sheet B21 as confidential electricity-export commitments.

## A01 IEA 2023 Balance
World extended energy balances
Country/Region: Lao People's Democratic Republic
Frequency: Annual
Balance measure: Balance in energy units: TJ | [47 empty] | -2.3106
Time Period: 2023
Source (IEA)
Product | Anthracite | Coking coal | Other bituminous coal | Hard coal (no detail) | Sub-bituminous coal | Lignite | Coal (Anthracite +Lignite) | Brown coal (no detail) | Coke oven cokes | Gas Coke | Patent fuel | Brown coal briquettes (BKB) | Coal tar | Coke oven gas | Gas works gas | Blast furnace gas | Other recovered gases | Elec/heat output from non-specified manufactured gases | Peat | Peat products | Oil shale and oil sands | Natural Gas | Crude oil | Natural gas liquids | Refinery feedstocks | Additives/blending component | Other hydrocarbons | Primary oil (no detail) | Refinery gas | Ethane | Liquefied petroleum gas | Naphtha | Aviation gasoline | Motor gasoline excluding any biofuel component | Gasoline-type jet-fuel | Kerosene type jet fuel excl. biofuels | Other kerosene | Gas/diesel oil excl. biofuels | Residual fuel oil | White spirit & SBP | Lubricants | Paraffin waxes | Petroleum coke | Bitumen | Other non-specified secondary oil products | Diesel (diesel Oil+ RES Fuel Oil +Lubricants) | Primary solid biofuels | Charcoal | Biogasoline | Biodiesels | Bio Jet Kerosene | Other liquid biofuels | Biogases | Industrial waste, non-renewable | Municipal waste, non-renewable | Municipal waste, renewable | Electricity | Heat | Nuclear | Hydropower | Solar Photovoltaics | Solar thermal | Wind | Geothermal | Tidal, Wave and other Ocean Energy Sources | Heat production from non-specified combustible fuels | Total of renewable energy sources | Non-specified primary biofuels & waste | Other energy sources | Total
Combined energy balance flow and unit
Total energy supply, TJ | 12028.89 | 0 | 0 | 0 | 0 | 143333.373 | 155362.263 | 0 | 0 | 0 | 0 | 0 | 0 | 0 | 0 | 0 | 0 | 0 | 0 | 0 | 0 | 0 | 0 | 0 | 0 | 0 | 0 | 0 | 0 | 0 | 1305.381 | 0 | 0 | 8105.582 | 0 | 39.494 | 0 | 29544.326 | 328.563 | 0 | 44.476 | 0 | 0 | 0 | 0 | 29872.889 | 74428.555 | 0 | 0 | 0 | 0 | 0 | 0 | 0 | 0 | 0 | -126722.478 | 0 | 0 | 139812.835 | 351.691 | 0 | 0 | 0 | 0 | 0 | 214593.082 | 0 | 0 | 282600.689
· Indigenous production and other sources | [6 empty] | 0
· · Indigenous production, TJ | 31924.723 | 0 | 0 | 0 | 0 | 147900.121 | 179824.844 | 0 | 0 | 0 | 0 | 0 | 0 | 0 | 0 | 0 | 0 | 0 | 0 | 0 | 0 | 0 | 0 | 0 | 0 | 0 | 0 | 0 | 0 | 0 | 0 | 0 | 0 | 0 | 0 | 0 | 0 | 0 | 0 | 0 | 0 | 0 | 0 | 0 | 0 | 0 | 74428.555 | 0 | 0 | 0 | 0 | 0 | 0 | 0 | 0 | 0 | 0 | 0 | 0 | 139812.835 | 351.691 | 0 | 0 | 0 | 0 | 0 | 214593.082 | 0 | 0 | 394417.925
· Imports, TJ | 0 | 0 | 0 | 0 | 0 | 0 | 0 | 0 | 0 | 0 | 0 | 0 | 0 | 0 | 0 | 0 | 0 | 0 | 0 | 0 | 0 | 0 | 0 | 0 | 0 | 0 | 0 | 0 | 0 | 0 | 1305.381 | 0 | 0 | 8105.582 | 0 | 1289.384 | 0 | 29544.326 | 328.563 | 0 | 44.476 | 0 | 0 | 0 | 0 | 29872.889 | 0 | 0 | 0 | 0 | 0 | 0 | 0 | 0 | 0 | 0 | 6354.26 | 0 | 0 | 0 | 0 | 0 | 0 | 0 | 0 | 0 | 0 | 0 | 0 | 46971.973
· Exports, TJ | -19895.833 | 0 | 0 | 0 | 0 | -3589.034 | -23484.867 | 0 | 0 | 0 | 0 | 0 | 0 | 0 | 0 | 0 | 0 | 0 | 0 | 0 | 0 | 0 | 0 | 0 | 0 | 0 | 0 | 0 | 0 | 0 | 0 | 0 | 0 | 0 | 0 | 0 | 0 | 0 | 0 | 0 | 0 | 0 | 0 | 0 | 0 | 0 | 0 | 0 | 0 | 0 | 0 | 0 | 0 | 0 | 0 | 0 | -133076.735 | 0 | 0 | 0 | 0 | 0 | 0 | 0 | 0 | 0 | 0 | 0 | 0 | -156561.601
· International aviation bunkers, TJ | 0 | 0 | 0 | 0 | 0 | 0 | 0 | 0 | 0 | 0 | 0 | 0 | 0 | 0 | 0 | 0 | 0 | 0 | 0 | 0 | 0 | 0 | 0 | 0 | 0 | 0 | 0 | 0 | 0 | 0 | 0 | 0 | 0 | 0 | 0 | -1249.885 | 0 | 0 | 0 | 0 | 0 | 0 | 0 | 0 | 0 | 0 | 0 | 0 | 0 | 0 | 0 | 0 | 0 | 0 | 0 | 0 | 0 | 0 | 0 | 0 | 0 | 0 | 0 | 0 | 0 | 0 | 0 | 0 | 0 | -1249.885
· International marine bunkers, TJ | 0 | 0 | 0 | 0 | 0 | 0 | 0 | 0 | 0 | 0 | 0 | 0 | 0 | 0 | 0 | 0 | 0 | 0 | 0 | 0 | 0 | 0 | 0 | 0 | 0 | 0 | 0 | 0 | 0 | 0 | 0 | 0 | 0 | 0 | 0 | 0 | 0 | 0 | 0 | 0 | 0 | 0 | 0 | 0 | 0 | 0 | 0 | 0 | 0 | 0 | 0 | 0 | 0 | 0 | 0 | 0 | 0 | 0 | 0 | 0 | 0 | 0 | 0 | 0 | 0 | 0 | 0 | 0 | 0 | 0
· Stock change (national territory), TJ | 0 | 0 | 0 | 0 | 0 | -977.714 | -977.714 | 0 | 0 | 0 | 0 | 0 | 0 | 0 | 0 | 0 | 0 | 0 | 0 | 0 | 0 | 0 | 0 | 0 | 0 | 0 | 0 | 0 | 0 | 0 | 0 | 0 | 0 | 0 | 0 | 0 | 0 | 0 | 0 | 0 | 0 | 0 | 0 | 0 | 0 | 0 | 0 | 0 | 0 | 0 | 0 | 0 | 0 | 0 | 0 | 0 | 0 | 0 | 0 | 0 | 0 | 0 | 0 | 0 | 0 | 0 | 0 | 0 | 0 | -977.714
Statistical differences, TJ | 4.07 | 0 | 0 | 0 | 0 | 5661.671 | 5665.741 | 0 | 0 | 0 | 0 | 0 | 0 | 0 | 0 | 0 | 0 | 0 | 0 | 0 | 0 | 0 | 0 | 0 | 0 | 0 | 0 | 0 | 0 | 0 | 0 | 0 | 0 | 0 | 0 | 0 | 0 | 725.723 | 0 | 0 | 0 | 0 | 0 | 0 | 0 | 725.723 | 0 | 0 | 0 | 0 | 0 | 0 | 0 | 0 | 0 | 0 | -4233.906 | 0 | 0 | 0 | 0 | 0 | 0 | 0 | 0 | 0 | 0 | 0 | 0 | 2157.559
Transfers, TJ | 0 | 0 | 0 | 0 | 0 | 0 | 0 | 0 | 0 | 0 | 0 | 0 | 0 | 0 | 0 | 0 | 0 | 0 | 0 | 0 | 0 | 0 | 0 | 0 | 0 | 0 | 0 | 0 | 0 | 0 | 0 | 0 | 0 | 0 | 0 | 0 | 0 | 0 | 0 | 0 | 0 | 0 | 0 | 0 | 0 | 0 | 0 | 0 | 0 | 0 | 0 | 0 | 0 | 0 | 0 | 0 | 0 | 0 | 0 | 0 | 0 | 0 | 0 | 0 | 0 | 0 | 0 | 0 | 0 | 0
Transformation processes and own use | [6 empty] | 0
· Transformation processes, TJ | 0 | 0 | 0 | 0 | 0 | -146081.333 | -146081.333 | 0 | 0 | 0 | 0 | 0 | 0 | 0 | 0 | 0 | 0 | 0 | 0 | 0 | 0 | 0 | 0 | 0 | 0 | 0 | 0 | 0 | 0 | 0 | 0 | 0 | 0 | 0 | 0 | 0 | 0 | 0 | 0 | 0 | 0 | 0 | 0 | 0 | 0 | 0 | -13683.798 | 5922.245 | 0 | 0 | 0 | 0 | 0 | 0 | 0 | 0 | 184140.61 | 0 | 0 | -139812.835 | -351.691 | 0 | 0 | 0 | 0 | 0 | -147926.079 | 0 | 0 | -109866.803
· · Electricity, CHP and heat plants | [6 empty] | 0
· · · Main activity producer electricity plants, TJ | 0 | 0 | 0 | 0 | 0 | -146081.333 | -146081.333 | 0 | 0 | 0 | 0 | 0 | 0 | 0 | 0 | 0 | 0 | 0 | 0 | 0 | 0 | 0 | 0 | 0 | 0 | 0 | 0 | 0 | 0 | 0 | 0 | 0 | 0 | 0 | 0 | 0 | 0 | 0 | 0 | 0 | 0 | 0 | 0 | 0 | 0 | 0 | -568.802 | 0 | 0 | 0 | 0 | 0 | 0 | 0 | 0 | 0 | 184132.65 | 0 | 0 | -139812.835 | -343.732 | 0 | 0 | 0 | 0 | 0 | -140725.369 | 0 | 0 | -102674.052
· · · Autoproducer electricity plants, TJ | 0 | 0 | 0 | 0 | 0 | 0 | 0 | 0 | 0 | 0 | 0 | 0 | 0 | 0 | 0 | 0 | 0 | 0 | 0 | 0 | 0 | 0 | 0 | 0 | 0 | 0 | 0 | 0 | 0 | 0 | 0 | 0 | 0 | 0 | 0 | 0 | 0 | 0 | 0 | 0 | 0 | 0 | 0 | 0 | 0 | 0 | 0 | 0 | 0 | 0 | 0 | 0 | 0 | 0 | 0 | 0 | 7.959 | 0 | 0 | 0 | -7.959 | 0 | 0 | 0 | 0 | 0 | -7.959 | 0 | 0 | 0
· · · Main activity producer CHP plants, TJ | 0 | 0 | 0 | 0 | 0 | 0 | 0 | 0 | 0 | 0 | 0 | 0 | 0 | 0 | 0 | 0 | 0 | 0 | 0 | 0 | 0 | 0 | 0 | 0 | 0 | 0 | 0 | 0 | 0 | 0 | 0 | 0 | 0 | 0 | 0 | 0 | 0 | 0 | 0 | 0 | 0 | 0 | 0 | 0 | 0 | 0 | 0 | 0 | 0 | 0 | 0 | 0 | 0 | 0 | 0 | 0 | 0 | 0 | 0 | 0 | 0 | 0 | 0 | 0 | 0 | 0 | 0 | 0 | 0 | 0
· · · Autoproducer CHP plants, TJ | 0 | 0 | 0 | 0 | 0 | 0 | 0 | 0 | 0 | 0 | 0 | 0 | 0 | 0 | 0 | 0 | 0 | 0 | 0 | 0 | 0 | 0 | 0 | 0 | 0 | 0 | 0 | 0 | 0 | 0 | 0 | 0 | 0 | 0 | 0 | 0 | 0 | 0 | 0 | 0 | 0 | 0 | 0 | 0 | 0 | 0 | 0 | 0 | 0 | 0 | 0 | 0 | 0 | 0 | 0 | 0 | 0 | 0 | 0 | 0 | 0 | 0 | 0 | 0 | 0 | 0 | 0 | 0 | 0 | 0
· · · Main activity producer heat plants, TJ | 0 | 0 | 0 | 0 | 0 | 0 | 0 | 0 | 0 | 0 | 0 | 0 | 0 | 0 | 0 | 0 | 0 | 0 | 0 | 0 | 0 | 0 | 0 | 0 | 0 | 0 | 0 | 0 | 0 | 0 | 0 | 0 | 0 | 0 | 0 | 0 | 0 | 0 | 0 | 0 | 0 | 0 | 0 | 0 | 0 | 0 | 0 | 0 | 0 | 0 | 0 | 0 | 0 | 0 | 0 | 0 | 0 | 0 | 0 | 0 | 0 | 0 | 0 | 0 | 0 | 0 | 0 | 0 | 0 | 0
· · · Autoproducer heat plants, TJ | 0 | 0 | 0 | 0 | 0 | 0 | 0 | 0 | 0 | 0 | 0 | 0 | 0 | 0 | 0 | 0 | 0 | 0 | 0 | 0 | 0 | 0 | 0 | 0 | 0 | 0 | 0 | 0 | 0 | 0 | 0 | 0 | 0 | 0 | 0 | 0 | 0 | 0 | 0 | 0 | 0 | 0 | 0 | 0 | 0 | 0 | 0 | 0 | 0 | 0 | 0 | 0 | 0 | 0 | 0 | 0 | 0 | 0 | 0 | 0 | 0 | 0 | 0 | 0 | 0 | 0 | 0 | 0 | 0 | 0
· · Heat pumps, TJ | 0 | 0 | 0 | 0 | 0 | 0 | 0 | 0 | 0 | 0 | 0 | 0 | 0 | 0 | 0 | 0 | 0 | 0 | 0 | 0 | 0 | 0 | 0 | 0 | 0 | 0 | 0 | 0 | 0 | 0 | 0 | 0 | 0 | 0 | 0 | 0 | 0 | 0 | 0 | 0 | 0 | 0 | 0 | 0 | 0 | 0 | 0 | 0 | 0 | 0 | 0 | 0 | 0 | 0 | 0 | 0 | 0 | 0 | 0 | 0 | 0 | 0 | 0 | 0 | 0 | 0 | 0 | 0 | 0 | 0
· · Electric boilers (Transformation), TJ | 0 | 0 | 0 | 0 | 0 | 0 | 0 | 0 | 0 | 0 | 0 | 0 | 0 | 0 | 0 | 0 | 0 | 0 | 0 | 0 | 0 | 0 | 0 | 0 | 0 | 0 | 0 | 0 | 0 | 0 | 0 | 0 | 0 | 0 | 0 | 0 | 0 | 0 | 0 | 0 | 0 | 0 | 0 | 0 | 0 | 0 | 0 | 0 | 0 | 0 | 0 | 0 | 0 | 0 | 0 | 0 | 0 | 0 | 0 | 0 | 0 | 0 | 0 | 0 | 0 | 0 | 0 | 0 | 0 | 0
· · Chemical heat for electricity production, TJ | 0 | 0 | 0 | 0 | 0 | 0 | 0 | 0 | 0 | 0 | 0 | 0 | 0 | 0 | 0 | 0 | 0 | 0 | 0 | 0 | 0 | 0 | 0 | 0 | 0 | 0 | 0 | 0 | 0 | 0 | 0 | 0 | 0 | 0 | 0 | 0 | 0 | 0 | 0 | 0 | 0 | 0 | 0 | 0 | 0 | 0 | 0 | 0 | 0 | 0 | 0 | 0 | 0 | 0 | 0 | 0 | 0 | 0 | 0 | 0 | 0 | 0 | 0 | 0 | 0 | 0 | 0 | 0 | 0 | 0
· · Coke ovens (Transformation), TJ | 0 | 0 | 0 | 0 | 0 | 0 | 0 | 0 | 0 | 0 | 0 | 0 | 0 | 0 | 0 | 0 | 0 | 0 | 0 | 0 | 0 | 0 | 0 | 0 | 0 | 0 | 0 | 0 | 0 | 0 | 0 | 0 | 0 | 0 | 0 | 0 | 0 | 0 | 0 | 0 | 0 | 0 | 0 | 0 | 0 | 0 | 0 | 0 | 0 | 0 | 0 | 0 | 0 | 0 | 0 | 0 | 0 | 0 | 0 | 0 | 0 | 0 | 0 | 0 | 0 | 0 | 0 | 0 | 0 | 0
· · Patent fuel plants (Transformation), TJ | 0 | 0 | 0 | 0 | 0 | 0 | 0 | 0 | 0 | 0 | 0 | 0 | 0 | 0 | 0 | 0 | 0 | 0 | 0 | 0 | 0 | 0 | 0 | 0 | 0 | 0 | 0 | 0 | 0 | 0 | 0 | 0 | 0 | 0 | 0 | 0 | 0 | 0 | 0 | 0 | 0 | 0 | 0 | 0 | 0 | 0 | 0 | 0 | 0 | 0 | 0 | 0 | 0 | 0 | 0 | 0 | 0 | 0 | 0 | 0 | 0 | 0 | 0 | 0 | 0 | 0 | 0 | 0 | 0 | 0
· · BKB/PB plants (Transformation), TJ | 0 | 0 | 0 | 0 | 0 | 0 | 0 | 0 | 0 | 0 | 0 | 0 | 0 | 0 | 0 | 0 | 0 | 0 | 0 | 0 | 0 | 0 | 0 | 0 | 0 | 0 | 0 | 0 | 0 | 0 | 0 | 0 | 0 | 0 | 0 | 0 | 0 | 0 | 0 | 0 | 0 | 0 | 0 | 0 | 0 | 0 | 0 | 0 | 0 | 0 | 0 | 0 | 0 | 0 | 0 | 0 | 0 | 0 | 0 | 0 | 0 | 0 | 0 | 0 | 0 | 0 | 0 | 0 | 0 | 0
· · Coal liquefaction plants (Transformation), TJ | 0 | 0 | 0 | 0 | 0 | 0 | 0 | 0 | 0 | 0 | 0 | 0 | 0 | 0 | 0 | 0 | 0 | 0 | 0 | 0 | 0 | 0 | 0 | 0 | 0 | 0 | 0 | 0 | 0 | 0 | 0 | 0 | 0 | 0 | 0 | 0 | 0 | 0 | 0 | 0 | 0 | 0 | 0 | 0 | 0 | 0 | 0 | 0 | 0 | 0 | 0 | 0 | 0 | 0 | 0 | 0 | 0 | 0 | 0 | 0 | 0 | 0 | 0 | 0 | 0 | 0 | 0 | 0 | 0 | 0
· · Gas works (Transformation), TJ | 0 | 0 | 0 | 0 | 0 | 0 | 0 | 0 | 0 | 0 | 0 | 0 | 0 | 0 | 0 | 0 | 0 | 0 | 0 | 0 | 0 | 0 | 0 | 0 | 0 | 0 | 0 | 0 | 0 | 0 | 0 | 0 | 0 | 0 | 0 | 0 | 0 | 0 | 0 | 0 | 0 | 0 | 0 | 0 | 0 | 0 | 0 | 0 | 0 | 0 | 0 | 0 | 0 | 0 | 0 | 0 | 0 | 0 | 0 | 0 | 0 | 0 | 0 | 0 | 0 | 0 | 0 | 0 | 0 | 0
· · Blast furnaces (Transformation), TJ | 0 | 0 | 0 | 0 | 0 | 0 | 0 | 0 | 0 | 0 | 0 | 0 | 0 | 0 | 0 | 0 | 0 | 0 | 0 | 0 | 0 | 0 | 0 | 0 | 0 | 0 | 0 | 0 | 0 | 0 | 0 | 0 | 0 | 0 | 0 | 0 | 0 | 0 | 0 | 0 | 0 | 0 | 0 | 0 | 0 | 0 | 0 | 0 | 0 | 0 | 0 | 0 | 0 | 0 | 0 | 0 | 0 | 0 | 0 | 0 | 0 | 0 | 0 | 0 | 0 | 0 | 0 | 0 | 0 | 0
· · For blended natural gas, TJ | 0 | 0 | 0 | 0 | 0 | 0 | 0 | 0 | 0 | 0 | 0 | 0 | 0 | 0 | 0 | 0 | 0 | 0 | 0 | 0 | 0 | 0 | 0 | 0 | 0 | 0 | 0 | 0 | 0 | 0 | 0 | 0 | 0 | 0 | 0 | 0 | 0 | 0 | 0 | 0 | 0 | 0 | 0 | 0 | 0 | 0 | 0 | 0 | 0 | 0 | 0 | 0 | 0 | 0 | 0 | 0 | 0 | 0 | 0 | 0 | 0 | 0 | 0 | 0 | 0 | 0 | 0 | 0 | 0 | 0
· · Gas-to-liquids (GTL) plants (Transformation), TJ | 0 | 0 | 0 | 0 | 0 | 0 | 0 | 0 | 0 | 0 | 0 | 0 | 0 | 0 | 0 | 0 | 0 | 0 | 0 | 0 | 0 | 0 | 0 | 0 | 0 | 0 | 0 | 0 | 0 | 0 | 0 | 0 | 0 | 0 | 0 | 0 | 0 | 0 | 0 | 0 | 0 | 0 | 0 | 0 | 0 | 0 | 0 | 0 | 0 | 0 | 0 | 0 | 0 | 0 | 0 | 0 | 0 | 0 | 0 | 0 | 0 | 0 | 0 | 0 | 0 | 0 | 0 | 0 | 0 | 0
· · Oil refineries (Transformation), TJ | 0 | 0 | 0 | 0 | 0 | 0 | 0 | 0 | 0 | 0 | 0 | 0 | 0 | 0 | 0 | 0 | 0 | 0 | 0 | 0 | 0 | 0 | 0 | 0 | 0 | 0 | 0 | 0 | 0 | 0 | 0 | 0 | 0 | 0 | 0 | 0 | 0 | 0 | 0 | 0 | 0 | 0 | 0 | 0 | 0 | 0 | 0 | 0 | 0 | 0 | 0 | 0 | 0 | 0 | 0 | 0 | 0 | 0 | 0 | 0 | 0 | 0 | 0 | 0 | 0 | 0 | 0 | 0 | 0 | 0
· · Petrochemical plants (Transformation), TJ | 0 | 0 | 0 | 0 | 0 | 0 | 0 | 0 | 0 | 0 | 0 | 0 | 0 | 0 | 0 | 0 | 0 | 0 | 0 | 0 | 0 | 0 | 0 | 0 | 0 | 0 | 0 | 0 | 0 | 0 | 0 | 0 | 0 | 0 | 0 | 0 | 0 | 0 | 0 | 0 | 0 | 0 | 0 | 0 | 0 | 0 | 0 | 0 | 0 | 0 | 0 | 0 | 0 | 0 | 0 | 0 | 0 | 0 | 0 | 0 | 0 | 0 | 0 | 0 | 0 | 0 | 0 | 0 | 0 | 0
· · Charcoal production plants (Transformation), TJ | 0 | 0 | 0 | 0 | 0 | 0 | 0 | 0 | 0 | 0 | 0 | 0 | 0 | 0 | 0 | 0 | 0 | 0 | 0 | 0 | 0 | 0 | 0 | 0 | 0 | 0 | 0 | 0 | 0 | 0 | 0 | 0 | 0 | 0 | 0 | 0 | 0 | 0 | 0 | 0 | 0 | 0 | 0 | 0 | 0 | 0 | -13115 | 5922.245 | 0 | 0 | 0 | 0 | 0 | 0 | 0 | 0 | 0 | 0 | 0 | 0 | 0 | 0 | 0 | 0 | 0 | 0 | -7192.755 | 0 | 0 | -7192.755
· · Transformation - Not elsewhere specified, TJ | 0 | 0 | 0 | 0 | 0 | 0 | 0 | 0 | 0 | 0 | 0 | 0 | 0 | 0 | 0 | 0 | 0 | 0 | 0 | 0 | 0 | 0 | 0 | 0 | 0 | 0 | 0 | 0 | 0 | 0 | 0 | 0 | 0 | 0 | 0 | 0 | 0 | 0 | 0 | 0 | 0 | 0 | 0 | 0 | 0 | 0 | 0 | 0 | 0 | 0 | 0 | 0 | 0 | 0 | 0 | 0 | 0 | 0 | 0 | 0 | 0 | 0 | 0 | 0 | 0 | 0 | 0 | 0 | 0 | 0
· Energy industry own use and distribution losses | [6 empty] | 0
· · Distribution losses, TJ | 0 | 0 | 0 | 0 | 0 | 0 | 0 | 0 | 0 | 0 | 0 | 0 | 0 | 0 | 0 | 0 | 0 | 0 | 0 | 0 | 0 | 0 | 0 | 0 | 0 | 0 | 0 | 0 | 0 | 0 | 0 | 0 | 0 | 0 | 0 | 0 | 0 | 0 | 0 | 0 | 0 | 0 | 0 | 0 | 0 | 0 | 0 | 0 | 0 | 0 | 0 | 0 | 0 | 0 | 0 | 0 | -11483.626 | 0 | 0 | 0 | 0 | 0 | 0 | 0 | 0 | 0 | 0 | 0 | 0 | -11483.626
· · Energy industry own use, TJ | 0 | 0 | 0 | 0 | 0 | 0 | 0 | 0 | 0 | 0 | 0 | 0 | 0 | 0 | 0 | 0 | 0 | 0 | 0 | 0 | 0 | 0 | 0 | 0 | 0 | 0 | 0 | 0 | 0 | 0 | 0 | 0 | 0 | 0 | 0 | 0 | 0 | 0 | 0 | 0 | 0 | 0 | 0 | 0 | 0 | 0 | 0 | 0 | 0 | 0 | 0 | 0 | 0 | 0 | 0 | 0 | 0 | 0 | 0 | 0 | 0 | 0 | 0 | 0 | 0 | 0 | 0 | 0 | 0 | 0
· · · Coal mines (Own use), TJ | 0 | 0 | 0 | 0 | 0 | 0 | 0 | 0 | 0 | 0 | 0 | 0 | 0 | 0 | 0 | 0 | 0 | 0 | 0 | 0 | 0 | 0 | 0 | 0 | 0 | 0 | 0 | 0 | 0 | 0 | 0 | 0 | 0 | 0 | 0 | 0 | 0 | 0 | 0 | 0 | 0 | 0 | 0 | 0 | 0 | 0 | 0 | 0 | 0 | 0 | 0 | 0 | 0 | 0 | 0 | 0 | 0 | 0 | 0 | 0 | 0 | 0 | 0 | 0 | 0 | 0 | 0 | 0 | 0 | 0
· · · Oil and gas extraction (Own use), TJ | 0 | 0 | 0 | 0 | 0 | 0 | 0 | 0 | 0 | 0 | 0 | 0 | 0 | 0 | 0 | 0 | 0 | 0 | 0 | 0 | 0 | 0 | 0 | 0 | 0 | 0 | 0 | 0 | 0 | 0 | 0 | 0 | 0 | 0 | 0 | 0 | 0 | 0 | 0 | 0 | 0 | 0 | 0 | 0 | 0 | 0 | 0 | 0 | 0 | 0 | 0 | 0 | 0 | 0 | 0 | 0 | 0 | 0 | 0 | 0 | 0 | 0 | 0 | 0 | 0 | 0 | 0 | 0 | 0 | 0
· · · Blast furnaces (Own use), TJ | 0 | 0 | 0 | 0 | 0 | 0 | 0 | 0 | 0 | 0 | 0 | 0 | 0 | 0 | 0 | 0 | 0 | 0 | 0 | 0 | 0 | 0 | 0 | 0 | 0 | 0 | 0 | 0 | 0 | 0 | 0 | 0 | 0 | 0 | 0 | 0 | 0 | 0 | 0 | 0 | 0 | 0 | 0 | 0 | 0 | 0 | 0 | 0 | 0 | 0 | 0 | 0 | 0 | 0 | 0 | 0 | 0 | 0 | 0 | 0 | 0 | 0 | 0 | 0 | 0 | 0 | 0 | 0 | 0 | 0
· · · Gas works (Own use), TJ | 0 | 0 | 0 | 0 | 0 | 0 | 0 | 0 | 0 | 0 | 0 | 0 | 0 | 0 | 0 | 0 | 0 | 0 | 0 | 0 | 0 | 0 | 0 | 0 | 0 | 0 | 0 | 0 | 0 | 0 | 0 | 0 | 0 | 0 | 0 | 0 | 0 | 0 | 0 | 0 | 0 | 0 | 0 | 0 | 0 | 0 | 0 | 0 | 0 | 0 | 0 | 0 | 0 | 0 | 0 | 0 | 0 | 0 | 0 | 0 | 0 | 0 | 0 | 0 | 0 | 0 | 0 | 0 | 0 | 0
· · · Gasification plants for Biogases (Own use), TJ | 0 | 0 | 0 | 0 | 0 | 0 | 0 | 0 | 0 | 0 | 0 | 0 | 0 | 0 | 0 | 0 | 0 | 0 | 0 | 0 | 0 | 0 | 0 | 0 | 0 | 0 | 0 | 0 | 0 | 0 | 0 | 0 | 0 | 0 | 0 | 0 | 0 | 0 | 0 | 0 | 0 | 0 | 0 | 0 | 0 | 0 | 0 | 0 | 0 | 0 | 0 | 0 | 0 | 0 | 0 | 0 | 0 | 0 | 0 | 0 | 0 | 0 | 0 | 0 | 0 | 0 | 0 | 0 | 0 | 0
· · · Coke Ovens (Own use), TJ | 0 | 0 | 0 | 0 | 0 | 0 | 0 | 0 | 0 | 0 | 0 | 0 | 0 | 0 | 0 | 0 | 0 | 0 | 0 | 0 | 0 | 0 | 0 | 0 | 0 | 0 | 0 | 0 | 0 | 0 | 0 | 0 | 0 | 0 | 0 | 0 | 0 | 0 | 0 | 0 | 0 | 0 | 0 | 0 | 0 | 0 | 0 | 0 | 0 | 0 | 0 | 0 | 0 | 0 | 0 | 0 | 0 | 0 | 0 | 0 | 0 | 0 | 0 | 0 | 0 | 0 | 0 | 0 | 0 | 0
· · · Patent fuel plants (Own use), TJ | 0 | 0 | 0 | 0 | 0 | 0 | 0 | 0 | 0 | 0 | 0 | 0 | 0 | 0 | 0 | 0 | 0 | 0 | 0 | 0 | 0 | 0 | 0 | 0 | 0 | 0 | 0 | 0 | 0 | 0 | 0 | 0 | 0 | 0 | 0 | 0 | 0 | 0 | 0 | 0 | 0 | 0 | 0 | 0 | 0 | 0 | 0 | 0 | 0 | 0 | 0 | 0 | 0 | 0 | 0 | 0 | 0 | 0 | 0 | 0 | 0 | 0 | 0 | 0 | 0 | 0 | 0 | 0 | 0 | 0
· · · BKB/PB plants (Own use), TJ | 0 | 0 | 0 | 0 | 0 | 0 | 0 | 0 | 0 | 0 | 0 | 0 | 0 | 0 | 0 | 0 | 0 | 0 | 0 | 0 | 0 | 0 | 0 | 0 | 0 | 0 | 0 | 0 | 0 | 0 | 0 | 0 | 0 | 0 | 0 | 0 | 0 | 0 | 0 | 0 | 0 | 0 | 0 | 0 | 0 | 0 | 0 | 0 | 0 | 0 | 0 | 0 | 0 | 0 | 0 | 0 | 0 | 0 | 0 | 0 | 0 | 0 | 0 | 0 | 0 | 0 | 0 | 0 | 0 | 0
· · · Oil Refineries (Own use), TJ | 0 | 0 | 0 | 0 | 0 | 0 | 0 | 0 | 0 | 0 | 0 | 0 | 0 | 0 | 0 | 0 | 0 | 0 | 0 | 0 | 0 | 0 | 0 | 0 | 0 | 0 | 0 | 0 | 0 | 0 | 0 | 0 | 0 | 0 | 0 | 0 | 0 | 0 | 0 | 0 | 0 | 0 | 0 | 0 | 0 | 0 | 0 | 0 | 0 | 0 | 0 | 0 | 0 | 0 | 0 | 0 | 0 | 0 | 0 | 0 | 0 | 0 | 0 | 0 | 0 | 0 | 0 | 0 | 0 | 0
· · · Coal Liquefaction Plants (Own use), TJ | 0 | 0 | 0 | 0 | 0 | 0 | 0 | 0 | 0 | 0 | 0 | 0 | 0 | 0 | 0 | 0 | 0 | 0 | 0 | 0 | 0 | 0 | 0 | 0 | 0 | 0 | 0 | 0 | 0 | 0 | 0 | 0 | 0 | 0 | 0 | 0 | 0 | 0 | 0 | 0 | 0 | 0 | 0 | 0 | 0 | 0 | 0 | 0 | 0 | 0 | 0 | 0 | 0 | 0 | 0 | 0 | 0 | 0 | 0 | 0 | 0 | 0 | 0 | 0 | 0 | 0 | 0 | 0 | 0 | 0
· · · Liquefaction (LNG) / Regasification plants (Own use), TJ | 0 | 0 | 0 | 0 | 0 | 0 | 0 | 0 | 0 | 0 | 0 | 0 | 0 | 0 | 0 | 0 | 0 | 0 | 0 | 0 | 0 | 0 | 0 | 0 | 0 | 0 | 0 | 0 | 0 | 0 | 0 | 0 | 0 | 0 | 0 | 0 | 0 | 0 | 0 | 0 | 0 | 0 | 0 | 0 | 0 | 0 | 0 | 0 | 0 | 0 | 0 | 0 | 0 | 0 | 0 | 0 | 0 | 0 | 0 | 0 | 0 | 0 | 0 | 0 | 0 | 0 | 0 | 0 | 0 | 0
· · · Gas-to-liquids plants (Own use), TJ | 0 | 0 | 0 | 0 | 0 | 0 | 0 | 0 | 0 | 0 | 0 | 0 | 0 | 0 | 0 | 0 | 0 | 0 | 0 | 0 | 0 | 0 | 0 | 0 | 0 | 0 | 0 | 0 | 0 | 0 | 0 | 0 | 0 | 0 | 0 | 0 | 0 | 0 | 0 | 0 | 0 | 0 | 0 | 0 | 0 | 0 | 0 | 0 | 0 | 0 | 0 | 0 | 0 | 0 | 0 | 0 | 0 | 0 | 0 | 0 | 0 | 0 | 0 | 0 | 0 | 0 | 0 | 0 | 0 | 0
· · · Electricity, CHP and heat plants (Own use), TJ | 0 | 0 | 0 | 0 | 0 | 0 | 0 | 0 | 0 | 0 | 0 | 0 | 0 | 0 | 0 | 0 | 0 | 0 | 0 | 0 | 0 | 0 | 0 | 0 | 0 | 0 | 0 | 0 | 0 | 0 | 0 | 0 | 0 | 0 | 0 | 0 | 0 | 0 | 0 | 0 | 0 | 0 | 0 | 0 | 0 | 0 | 0 | 0 | 0 | 0 | 0 | 0 | 0 | 0 | 0 | 0 | 0 | 0 | 0 | 0 | 0 | 0 | 0 | 0 | 0 | 0 | 0 | 0 | 0 | 0
· · · Pumped storage plants (Own use), TJ | 0 | 0 | 0 | 0 | 0 | 0 | 0 | 0 | 0 | 0 | 0 | 0 | 0 | 0 | 0 | 0 | 0 | 0 | 0 | 0 | 0 | 0 | 0 | 0 | 0 | 0 | 0 | 0 | 0 | 0 | 0 | 0 | 0 | 0 | 0 | 0 | 0 | 0 | 0 | 0 | 0 | 0 | 0 | 0 | 0 | 0 | 0 | 0 | 0 | 0 | 0 | 0 | 0 | 0 | 0 | 0 | 0 | 0 | 0 | 0 | 0 | 0 | 0 | 0 | 0 | 0 | 0 | 0 | 0 | 0
· · · Nuclear industry (Own use), TJ | 0 | 0 | 0 | 0 | 0 | 0 | 0 | 0 | 0 | 0 | 0 | 0 | 0 | 0 | 0 | 0 | 0 | 0 | 0 | 0 | 0 | 0 | 0 | 0 | 0 | 0 | 0 | 0 | 0 | 0 | 0 | 0 | 0 | 0 | 0 | 0 | 0 | 0 | 0 | 0 | 0 | 0 | 0 | 0 | 0 | 0 | 0 | 0 | 0 | 0 | 0 | 0 | 0 | 0 | 0 | 0 | 0 | 0 | 0 | 0 | 0 | 0 | 0 | 0 | 0 | 0 | 0 | 0 | 0 | 0
· · · Charcoal production plants (Own use), TJ | 0 | 0 | 0 | 0 | 0 | 0 | 0 | 0 | 0 | 0 | 0 | 0 | 0 | 0 | 0 | 0 | 0 | 0 | 0 | 0 | 0 | 0 | 0 | 0 | 0 | 0 | 0 | 0 | 0 | 0 | 0 | 0 | 0 | 0 | 0 | 0 | 0 | 0 | 0 | 0 | 0 | 0 | 0 | 0 | 0 | 0 | 0 | 0 | 0 | 0 | 0 | 0 | 0 | 0 | 0 | 0 | 0 | 0 | 0 | 0 | 0 | 0 | 0 | 0 | 0 | 0 | 0 | 0 | 0 | 0
· · · Not elsewhere specified - energy industry own use, TJ | 0 | 0 | 0 | 0 | 0 | 0 | 0 | 0 | 0 | 0 | 0 | 0 | 0 | 0 | 0 | 0 | 0 | 0 | 0 | 0 | 0 | 0 | 0 | 0 | 0 | 0 | 0 | 0 | 0 | 0 | 0 | 0 | 0 | 0 | 0 | 0 | 0 | 0 | 0 | 0 | 0 | 0 | 0 | 0 | 0 | 0 | 0 | 0 | 0 | 0 | 0 | 0 | 0 | 0 | 0 | 0 | 0 | 0 | 0 | 0 | 0 | 0 | 0 | 0 | 0 | 0 | 0 | 0 | 0 | 0
Energy use | [6 empty] | 0
· Total final consumption, TJ | 12032.959 | 0 | 0 | 0 | 0 | 2913.711 | 14946.67 | 0 | 0 | 0 | 0 | 0 | 0 | 0 | 0 | 0 | 0 | 0 | 0 | 0 | 0 | 0 | 0 | 0 | 0 | 0 | 0 | 0 | 0 | 0 | 1305.381 | 0 | 0 | 8105.582 | 0 | 39.494 | 0 | 30270.049 | 328.563 | 0 | 44.476 | 0 | 0 | 0 | 0 | 30598.612 | 60744.757 | 5922.245 | 0 | 0 | 0 | 0 | 0 | 0 | 0 | 0 | 41700.599 | 0 | 0 | 0 | 0 | 0 | 0 | 0 | 0 | 0 | 66667.003 | 0 | 0 | 163407.819
· · Industry, TJ | 12032.959 | 0 | 0 | 0 | 0 | 2913.711 | 14946.67 | 0 | 0 | 0 | 0 | 0 | 0 | 0 | 0 | 0 | 0 | 0 | 0 | 0 | 0 | 0 | 0 | 0 | 0 | 0 | 0 | 0 | 0 | 0 | 0 | 0 | 0 | 0 | 0 | 0 | 0 | 2206.398 | 328.563 | 0 | 0 | 0 | 0 | 0 | 0 | 2534.961 | 11316.565 | 0 | 0 | 0 | 0 | 0 | 0 | 0 | 0 | 0 | 25625.879 | 0 | 0 | 0 | 0 | 0 | 0 | 0 | 0 | 0 | 11316.565 | 0 | 0 | 54424.075
· · · Mining and Quarrying (excluding energy products), TJ | 0 | 0 | 0 | 0 | 0 | 0 | 0 | 0 | 0 | 0 | 0 | 0 | 0 | 0 | 0 | 0 | 0 | 0 | 0 | 0 | 0 | 0 | 0 | 0 | 0 | 0 | 0 | 0 | 0 | 0 | 0 | 0 | 0 | 0 | 0 | 0 | 0 | 0 | 0 | 0 | 0 | 0 | 0 | 0 | 0 | 0 | 0 | 0 | 0 | 0 | 0 | 0 | 0 | 0 | 0 | 0 | 0 | 0 | 0 | 0 | 0 | 0 | 0 | 0 | 0 | 0 | 0 | 0 | 0 | 0
· · · Construction, TJ | 0 | 0 | 0 | 0 | 0 | 0 | 0 | 0 | 0 | 0 | 0 | 0 | 0 | 0 | 0 | 0 | 0 | 0 | 0 | 0 | 0 | 0 | 0 | 0 | 0 | 0 | 0 | 0 | 0 | 0 | 0 | 0 | 0 | 0 | 0 | 0 | 0 | 0 | 0 | 0 | 0 | 0 | 0 | 0 | 0 | 0 | 0 | 0 | 0 | 0 | 0 | 0 | 0 | 0 | 0 | 0 | 0 | 0 | 0 | 0 | 0 | 0 | 0 | 0 | 0 | 0 | 0 | 0 | 0 | 0
· · · Manufacturing, TJ | 0 | 0 | 0 | 0 | 0 | 0 | 0 | 0 | 0 | 0 | 0 | 0 | 0 | 0 | 0 | 0 | 0 | 0 | 0 | 0 | 0 | 0 | 0 | 0 | 0 | 0 | 0 | 0 | 0 | 0 | 0 | 0 | 0 | 0 | 0 | 0 | 0 | 0 | 0 | 0 | 0 | 0 | 0 | 0 | 0 | 0 | 9083.154 | 0 | 0 | 0 | 0 | 0 | 0 | 0 | 0 | 0 | 0 | 0 | 0 | 0 | 0 | 0 | 0 | 0 | 0 | 0 | 9083.154 | 0 | 0 | 9083.154
· · · · Iron and steel, TJ | 0 | 0 | 0 | 0 | 0 | 0 | 0 | 0 | 0 | 0 | 0 | 0 | 0 | 0 | 0 | 0 | 0 | 0 | 0 | 0 | 0 | 0 | 0 | 0 | 0 | 0 | 0 | 0 | 0 | 0 | 0 | 0 | 0 | 0 | 0 | 0 | 0 | 0 | 0 | 0 | 0 | 0 | 0 | 0 | 0 | 0 | 0 | 0 | 0 | 0 | 0 | 0 | 0 | 0 | 0 | 0 | 0 | 0 | 0 | 0 | 0 | 0 | 0 | 0 | 0 | 0 | 0 | 0 | 0 | 0
· · · · Chemical and Petrochemical, TJ | 0 | 0 | 0 | 0 | 0 | 0 | 0 | 0 | 0 | 0 | 0 | 0 | 0 | 0 | 0 | 0 | 0 | 0 | 0 | 0 | 0 | 0 | 0 | 0 | 0 | 0 | 0 | 0 | 0 | 0 | 0 | 0 | 0 | 0 | 0 | 0 | 0 | 0 | 0 | 0 | 0 | 0 | 0 | 0 | 0 | 0 | 0 | 0 | 0 | 0 | 0 | 0 | 0 | 0 | 0 | 0 | 0 | 0 | 0 | 0 | 0 | 0 | 0 | 0 | 0 | 0 | 0 | 0 | 0 | 0
· · · · Non-ferrous metals, TJ | 0 | 0 | 0 | 0 | 0 | 0 | 0 | 0 | 0 | 0 | 0 | 0 | 0 | 0 | 0 | 0 | 0 | 0 | 0 | 0 | 0 | 0 | 0 | 0 | 0 | 0 | 0 | 0 | 0 | 0 | 0 | 0 | 0 | 0 | 0 | 0 | 0 | 0 | 0 | 0 | 0 | 0 | 0 | 0 | 0 | 0 | 0 | 0 | 0 | 0 | 0 | 0 | 0 | 0 | 0 | 0 | 0 | 0 | 0 | 0 | 0 | 0 | 0 | 0 | 0 | 0 | 0 | 0 | 0 | 0
· · · · Non-metallic minerals, TJ | 0 | 0 | 0 | 0 | 0 | 0 | 0 | 0 | 0 | 0 | 0 | 0 | 0 | 0 | 0 | 0 | 0 | 0 | 0 | 0 | 0 | 0 | 0 | 0 | 0 | 0 | 0 | 0 | 0 | 0 | 0 | 0 | 0 | 0 | 0 | 0 | 0 | 0 | 0 | 0 | 0 | 0 | 0 | 0 | 0 | 0 | 0 | 0 | 0 | 0 | 0 | 0 | 0 | 0 | 0 | 0 | 0 | 0 | 0 | 0 | 0 | 0 | 0 | 0 | 0 | 0 | 0 | 0 | 0 | 0
· · · · Transport equipment, TJ | 0 | 0 | 0 | 0 | 0 | 0 | 0 | 0 | 0 | 0 | 0 | 0 | 0 | 0 | 0 | 0 | 0 | 0 | 0 | 0 | 0 | 0 | 0 | 0 | 0 | 0 | 0 | 0 | 0 | 0 | 0 | 0 | 0 | 0 | 0 | 0 | 0 | 0 | 0 | 0 | 0 | 0 | 0 | 0 | 0 | 0 | 0 | 0 | 0 | 0 | 0 | 0 | 0 | 0 | 0 | 0 | 0 | 0 | 0 | 0 | 0 | 0 | 0 | 0 | 0 | 0 | 0 | 0 | 0 | 0
· · · · Machinery, TJ | 0 | 0 | 0 | 0 | 0 | 0 | 0 | 0 | 0 | 0 | 0 | 0 | 0 | 0 | 0 | 0 | 0 | 0 | 0 | 0 | 0 | 0 | 0 | 0 | 0 | 0 | 0 | 0 | 0 | 0 | 0 | 0 | 0 | 0 | 0 | 0 | 0 | 0 | 0 | 0 | 0 | 0 | 0 | 0 | 0 | 0 | 0 | 0 | 0 | 0 | 0 | 0 | 0 | 0 | 0 | 0 | 0 | 0 | 0 | 0 | 0 | 0 | 0 | 0 | 0 | 0 | 0 | 0 | 0 | 0
· · · · Food and Tobacco, TJ | 0 | 0 | 0 | 0 | 0 | 0 | 0 | 0 | 0 | 0 | 0 | 0 | 0 | 0 | 0 | 0 | 0 | 0 | 0 | 0 | 0 | 0 | 0 | 0 | 0 | 0 | 0 | 0 | 0 | 0 | 0 | 0 | 0 | 0 | 0 | 0 | 0 | 0 | 0 | 0 | 0 | 0 | 0 | 0 | 0 | 0 | 0 | 0 | 0 | 0 | 0 | 0 | 0 | 0 | 0 | 0 | 0 | 0 | 0 | 0 | 0 | 0 | 0 | 0 | 0 | 0 | 0 | 0 | 0 | 0
· · · · Paper, pulp and printing, TJ | 0 | 0 | 0 | 0 | 0 | 0 | 0 | 0 | 0 | 0 | 0 | 0 | 0 | 0 | 0 | 0 | 0 | 0 | 0 | 0 | 0 | 0 | 0 | 0 | 0 | 0 | 0 | 0 | 0 | 0 | 0 | 0 | 0 | 0 | 0 | 0 | 0 | 0 | 0 | 0 | 0 | 0 | 0 | 0 | 0 | 0 | 9083.154 | 0 | 0 | 0 | 0 | 0 | 0 | 0 | 0 | 0 | 0 | 0 | 0 | 0 | 0 | 0 | 0 | 0 | 0 | 0 | 9083.154 | 0 | 0 | 9083.154
· · · · Wood and wood products, TJ | 0 | 0 | 0 | 0 | 0 | 0 | 0 | 0 | 0 | 0 | 0 | 0 | 0 | 0 | 0 | 0 | 0 | 0 | 0 | 0 | 0 | 0 | 0 | 0 | 0 | 0 | 0 | 0 | 0 | 0 | 0 | 0 | 0 | 0 | 0 | 0 | 0 | 0 | 0 | 0 | 0 | 0 | 0 | 0 | 0 | 0 | 0 | 0 | 0 | 0 | 0 | 0 | 0 | 0 | 0 | 0 | 0 | 0 | 0 | 0 | 0 | 0 | 0 | 0 | 0 | 0 | 0 | 0 | 0 | 0
· · · · Textile and leather, TJ | 0 | 0 | 0 | 0 | 0 | 0 | 0 | 0 | 0 | 0 | 0 | 0 | 0 | 0 | 0 | 0 | 0 | 0 | 0 | 0 | 0 | 0 | 0 | 0 | 0 | 0 | 0 | 0 | 0 | 0 | 0 | 0 | 0 | 0 | 0 | 0 | 0 | 0 | 0 | 0 | 0 | 0 | 0 | 0 | 0 | 0 | 0 | 0 | 0 | 0 | 0 | 0 | 0 | 0 | 0 | 0 | 0 | 0 | 0 | 0 | 0 | 0 | 0 | 0 | 0 | 0 | 0 | 0 | 0 | 0
· · · Not elsewhere specified - Industry, TJ | 12032.959 | 0 | 0 | 0 | 0 | 2913.711 | 14946.67 | 0 | 0 | 0 | 0 | 0 | 0 | 0 | 0 | 0 | 0 | 0 | 0 | 0 | 0 | 0 | 0 | 0 | 0 | 0 | 0 | 0 | 0 | 0 | 0 | 0 | 0 | 0 | 0 | 0 | 0 | 2206.398 | 328.563 | 0 | 0 | 0 | 0 | 0 | 0 | 2534.961 | 2233.411 | 0 | 0 | 0 | 0 | 0 | 0 | 0 | 0 | 0 | 25625.879 | 0 | 0 | 0 | 0 | 0 | 0 | 0 | 0 | 0 | 2233.411 | 0 | 0 | 45340.921
· · Transport, TJ | 0 | 0 | 0 | 0 | 0 | 0 | 0 | 0 | 0 | 0 | 0 | 0 | 0 | 0 | 0 | 0 | 0 | 0 | 0 | 0 | 0 | 0 | 0 | 0 | 0 | 0 | 0 | 0 | 0 | 0 | 0 | 0 | 0 | 8105.582 | 0 | 39.494 | 0 | 28051.267 | 0 | 0 | 0 | 0 | 0 | 0 | 0 | 28051.267 | 0 | 0 | 0 | 0 | 0 | 0 | 0 | 0 | 0 | 0 | 358.562 | 0 | 0 | 0 | 0 | 0 | 0 | 0 | 0 | 0 | 0 | 0 | 0 | 36554.905
· · · World aviation bunkers, TJ | 0 | 0 | 0 | 0 | 0 | 0 | 0 | 0 | 0 | 0 | 0 | 0 | 0 | 0 | 0 | 0 | 0 | 0 | 0 | 0 | 0 | 0 | 0 | 0 | 0 | 0 | 0 | 0 | 0 | 0 | 0 | 0 | 0 | 0 | 0 | 0 | 0 | 0 | 0 | 0 | 0 | 0 | 0 | 0 | 0 | 0 | 0 | 0 | 0 | 0 | 0 | 0 | 0 | 0 | 0 | 0 | 0 | 0 | 0 | 0 | 0 | 0 | 0 | 0 | 0 | 0 | 0 | 0 | 0 | 0
· · · Domestic aviation, TJ | 0 | 0 | 0 | 0 | 0 | 0 | 0 | 0 | 0 | 0 | 0 | 0 | 0 | 0 | 0 | 0 | 0 | 0 | 0 | 0 | 0 | 0 | 0 | 0 | 0 | 0 | 0 | 0 | 0 | 0 | 0 | 0 | 0 | 0 | 0 | 39.494 | 0 | 0 | 0 | 0 | 0 | 0 | 0 | 0 | 0 | 0 | 0 | 0 | 0 | 0 | 0 | 0 | 0 | 0 | 0 | 0 | 0 | 0 | 0 | 0 | 0 | 0 | 0 | 0 | 0 | 0 | 0 | 0 | 0 | 39.494
· · · Road, TJ | 0 | 0 | 0 | 0 | 0 | 0 | 0 | 0 | 0 | 0 | 0 | 0 | 0 | 0 | 0 | 0 | 0 | 0 | 0 | 0 | 0 | 0 | 0 | 0 | 0 | 0 | 0 | 0 | 0 | 0 | 0 | 0 | 0 | 8105.582 | 0 | 0 | 0 | 28051.267 | 0 | 0 | 0 | 0 | 0 | 0 | 0 | 28051.267 | 0 | 0 | 0 | 0 | 0 | 0 | 0 | 0 | 0 | 0 | 0 | 0 | 0 | 0 | 0 | 0 | 0 | 0 | 0 | 0 | 0 | 0 | 0 | 36156.849
· · · Rail, TJ | 0 | 0 | 0 | 0 | 0 | 0 | 0 | 0 | 0 | 0 | 0 | 0 | 0 | 0 | 0 | 0 | 0 | 0 | 0 | 0 | 0 | 0 | 0 | 0 | 0 | 0 | 0 | 0 | 0 | 0 | 0 | 0 | 0 | 0 | 0 | 0 | 0 | 0 | 0 | 0 | 0 | 0 | 0 | 0 | 0 | 0 | 0 | 0 | 0 | 0 | 0 | 0 | 0 | 0 | 0 | 0 | 358.562 | 0 | 0 | 0 | 0 | 0 | 0 | 0 | 0 | 0 | 0 | 0 | 0 | 358.562
· · · Pipeline transport, TJ | 0 | 0 | 0 | 0 | 0 | 0 | 0 | 0 | 0 | 0 | 0 | 0 | 0 | 0 | 0 | 0 | 0 | 0 | 0 | 0 | 0 | 0 | 0 | 0 | 0 | 0 | 0 | 0 | 0 | 0 | 0 | 0 | 0 | 0 | 0 | 0 | 0 | 0 | 0 | 0 | 0 | 0 | 0 | 0 | 0 | 0 | 0 | 0 | 0 | 0 | 0 | 0 | 0 | 0 | 0 | 0 | 0 | 0 | 0 | 0 | 0 | 0 | 0 | 0 | 0 | 0 | 0 | 0 | 0 | 0
· · · World marine bunkers, TJ | 0 | 0 | 0 | 0 | 0 | 0 | 0 | 0 | 0 | 0 | 0 | 0 | 0 | 0 | 0 | 0 | 0 | 0 | 0 | 0 | 0 | 0 | 0 | 0 | 0 | 0 | 0 | 0 | 0 | 0 | 0 | 0 | 0 | 0 | 0 | 0 | 0 | 0 | 0 | 0 | 0 | 0 | 0 | 0 | 0 | 0 | 0 | 0 | 0 | 0 | 0 | 0 | 0 | 0 | 0 | 0 | 0 | 0 | 0 | 0 | 0 | 0 | 0 | 0 | 0 | 0 | 0 | 0 | 0 | 0
· · · Domestic navigation, TJ | 0 | 0 | 0 | 0 | 0 | 0 | 0 | 0 | 0 | 0 | 0 | 0 | 0 | 0 | 0 | 0 | 0 | 0 | 0 | 0 | 0 | 0 | 0 | 0 | 0 | 0 | 0 | 0 | 0 | 0 | 0 | 0 | 0 | 0 | 0 | 0 | 0 | 0 | 0 | 0 | 0 | 0 | 0 | 0 | 0 | 0 | 0 | 0 | 0 | 0 | 0 | 0 | 0 | 0 | 0 | 0 | 0 | 0 | 0 | 0 | 0 | 0 | 0 | 0 | 0 | 0 | 0 | 0 | 0 | 0
· · · Transport - Not elsewhere specified, TJ | 0 | 0 | 0 | 0 | 0 | 0 | 0 | 0 | 0 | 0 | 0 | 0 | 0 | 0 | 0 | 0 | 0 | 0 | 0 | 0 | 0 | 0 | 0 | 0 | 0 | 0 | 0 | 0 | 0 | 0 | 0 | 0 | 0 | 0 | 0 | 0 | 0 | 0 | 0 | 0 | 0 | 0 | 0 | 0 | 0 | 0 | 0 | 0 | 0 | 0 | 0 | 0 | 0 | 0 | 0 | 0 | 0 | 0 | 0 | 0 | 0 | 0 | 0 | 0 | 0 | 0 | 0 | 0 | 0 | 0
· · Residential, TJ | 0 | 0 | 0 | 0 | 0 | 0 | 0 | 0 | 0 | 0 | 0 | 0 | 0 | 0 | 0 | 0 | 0 | 0 | 0 | 0 | 0 | 0 | 0 | 0 | 0 | 0 | 0 | 0 | 0 | 0 | 514.281 | 0 | 0 | 0 | 0 | 0 | 0 | 0 | 0 | 0 | 0 | 0 | 0 | 0 | 0 | 0 | 41564.005 | 2628.9 | 0 | 0 | 0 | 0 | 0 | 0 | 0 | 0 | 9816.12 | 0 | 0 | 0 | 0 | 0 | 0 | 0 | 0 | 0 | 44192.905 | 0 | 0 | 54523.306
· · Commercial and public services, TJ | 0 | 0 | 0 | 0 | 0 | 0 | 0 | 0 | 0 | 0 | 0 | 0 | 0 | 0 | 0 | 0 | 0 | 0 | 0 | 0 | 0 | 0 | 0 | 0 | 0 | 0 | 0 | 0 | 0 | 0 | 791.096 | 0 | 0 | 0 | 0 | 0 | 0 | 0 | 0 | 0 | 0 | 0 | 0 | 0 | 0 | 0 | 7864.188 | 3293.345 | 0 | 0 | 0 | 0 | 0 | 0 | 0 | 0 | 5108.398 | 0 | 0 | 0 | 0 | 0 | 0 | 0 | 0 | 0 | 11157.533 | 0 | 0 | 17057.027
· · Agriculture and forestry, TJ | 0 | 0 | 0 | 0 | 0 | 0 | 0 | 0 | 0 | 0 | 0 | 0 | 0 | 0 | 0 | 0 | 0 | 0 | 0 | 0 | 0 | 0 | 0 | 0 | 0 | 0 | 0 | 0 | 0 | 0 | 0 | 0 | 0 | 0 | 0 | 0 | 0 | 12.385 | 0 | 0 | 0 | 0 | 0 | 0 | 0 | 12.385 | 0 | 0 | 0 | 0 | 0 | 0 | 0 | 0 | 0 | 0 | 791.64 | 0 | 0 | 0 | 0 | 0 | 0 | 0 | 0 | 0 | 0 | 0 | 0 | 804.025
· · Fishing, TJ | 0 | 0 | 0 | 0 | 0 | 0 | 0 | 0 | 0 | 0 | 0 | 0 | 0 | 0 | 0 | 0 | 0 | 0 | 0 | 0 | 0 | 0 | 0 | 0 | 0 | 0 | 0 | 0 | 0 | 0 | 0 | 0 | 0 | 0 | 0 | 0 | 0 | 0 | 0 | 0 | 0 | 0 | 0 | 0 | 0 | 0 | 0 | 0 | 0 | 0 | 0 | 0 | 0 | 0 | 0 | 0 | 0 | 0 | 0 | 0 | 0 | 0 | 0 | 0 | 0 | 0 | 0 | 0 | 0 | 0
· · Final consumption - Other - Not elsewhere specified, TJ | 0 | 0 | 0 | 0 | 0 | 0 | 0 | 0 | 0 | 0 | 0 | 0 | 0 | 0 | 0 | 0 | 0 | 0 | 0 | 0 | 0 | 0 | 0 | 0 | 0 | 0 | 0 | 0 | 0 | 0 | 0 | 0 | 0 | 0 | 0 | 0 | 0 | 0 | 0 | 0 | 0 | 0 | 0 | 0 | 0 | 0 | 0 | 0 | 0 | 0 | 0 | 0 | 0 | 0 | 0 | 0 | 0 | 0 | 0 | 0 | 0 | 0 | 0 | 0 | 0 | 0 | 0 | 0 | 0 | 0
Non-energy use, TJ | 0 | 0 | 0 | 0 | 0 | 0 | 0 | 0 | 0 | 0 | 0 | 0 | 0 | 0 | 0 | 0 | 0 | 0 | 0 | 0 | 0 | 0 | 0 | 0 | 0 | 0 | 0 | 0 | 0 | 0 | 0 | 0 | 0 | 0 | 0 | 0 | 0 | 0 | 0 | 0 | 44.476 | 0 | 0 | 0 | 0 | 0 | 0 | 0 | 0 | 0 | 0 | 0 | 0 | 0 | 0 | 0 | 0 | 0 | 0 | 0 | 0 | 0 | 0 | 0 | 0 | 0 | 0 | 0 | 0 | 44.476
· Non-energy use in Industry/Transformation/Energy, TJ | 0 | 0 | 0 | 0 | 0 | 0 | 0 | 0 | 0 | 0 | 0 | 0 | 0 | 0 | 0 | 0 | 0 | 0 | 0 | 0 | 0 | 0 | 0 | 0 | 0 | 0 | 0 | 0 | 0 | 0 | 0 | 0 | 0 | 0 | 0 | 0 | 0 | 0 | 0 | 0 | 0 | 0 | 0 | 0 | 0 | 0 | 0 | 0 | 0 | 0 | 0 | 0 | 0 | 0 | 0 | 0 | 0 | 0 | 0 | 0 | 0 | 0 | 0 | 0 | 0 | 0 | 0 | 0 | 0 | 0
· · Non-energy use in Industry, TJ | O .. | O .. | O .. | 0 | O .. | O .. | 0 | 0 | O .. | O .. | O .. | O .. | O .. | O .. | O .. | O .. | O .. | 0 | O .. | O .. | O .. | 0 | 0 | 0 | 0 | 0 | 0 | 0 | 0 | 0 | 0 | 0 | 0 | 0 | 0 | 0 | 0 | 0 | 0 | 0 | 0 | 0 | 0 | 0 | 0 | 0 | 0 | 0 | 0 | 0 | 0 | 0 | 0 | 0 | 0 | 0 | 0 | 0 | 0 | 0 | 0 | 0 | 0 | 0 | 0 | 0 | 0 | 0 | 0 | O ..
· · · Non-energy use in construction, TJ | O .. | O .. | O .. | 0 | O .. | O .. | 0 | 0 | O .. | O .. | O .. | O .. | O .. | O .. | O .. | O .. | O .. | 0 | O .. | O .. | O .. | 0 | 0 | 0 | 0 | 0 | 0 | 0 | 0 | 0 | 0 | 0 | 0 | 0 | 0 | 0 | 0 | 0 | 0 | 0 | 0 | 0 | 0 | 0 | 0 | 0 | 0 | 0 | 0 | 0 | 0 | 0 | 0 | 0 | 0 | 0 | 0 | 0 | 0 | 0 | 0 | 0 | 0 | 0 | 0 | 0 | 0 | 0 | 0 | O ..
· · · Non-energy use in Mining and quarrying, TJ | O .. | O .. | O .. | 0 | O .. | O .. | 0 | 0 | O .. | O .. | O .. | O .. | O .. | O .. | O .. | O .. | O .. | 0 | O .. | O .. | O .. | 0 | 0 | 0 | 0 | 0 | 0 | 0 | 0 | 0 | 0 | 0 | 0 | 0 | 0 | 0 | 0 | 0 | 0 | 0 | 0 | 0 | 0 | 0 | 0 | 0 | 0 | 0 | 0 | 0 | 0 | 0 | 0 | 0 | 0 | 0 | 0 | 0 | 0 | 0 | 0 | 0 | 0 | 0 | 0 | 0 | 0 | 0 | 0 | O ..
· · · Non-energy use in manufacturing | [6 empty] | 0
· · · · Non-energy use in Iron and steel, TJ | O .. | O .. | O .. | 0 | O .. | O .. | 0 | 0 | O .. | O .. | O .. | O .. | O .. | O .. | O .. | O .. | O .. | 0 | O .. | O .. | O .. | 0 | 0 | 0 | 0 | 0 | 0 | 0 | 0 | 0 | 0 | 0 | 0 | 0 | 0 | 0 | 0 | 0 | 0 | 0 | 0 | 0 | 0 | 0 | 0 | 0 | 0 | 0 | 0 | 0 | 0 | 0 | 0 | 0 | 0 | 0 | 0 | 0 | 0 | 0 | 0 | 0 | 0 | 0 | 0 | 0 | 0 | 0 | 0 | O ..
· · · · Non-energy use - chemical/petrochemical, TJ | 0 | 0 | 0 | 0 | 0 | 0 | 0 | 0 | 0 | 0 | 0 | 0 | 0 | 0 | 0 | 0 | 0 | 0 | 0 | 0 | 0 | 0 | 0 | 0 | 0 | 0 | 0 | 0 | 0 | 0 | 0 | 0 | 0 | 0 | 0 | 0 | 0 | 0 | 0 | 0 | 0 | 0 | 0 | 0 | 0 | 0 | 0 | 0 | 0 | 0 | 0 | 0 | 0 | 0 | 0 | 0 | 0 | 0 | 0 | 0 | 0 | 0 | 0 | 0 | 0 | 0 | 0 | 0 | 0 | 0
· · · · Non-energy use in Non-ferrous metals, TJ | O .. | O .. | O .. | 0 | O .. | O .. | 0 | 0 | O .. | O .. | O .. | O .. | O .. | O .. | O .. | O .. | O .. | 0 | O .. | O .. | O .. | 0 | 0 | 0 | 0 | 0 | 0 | 0 | 0 | 0 | 0 | 0 | 0 | 0 | 0 | 0 | 0 | 0 | 0 | 0 | 0 | 0 | 0 | 0 | 0 | 0 | 0 | 0 | 0 | 0 | 0 | 0 | 0 | 0 | 0 | 0 | 0 | 0 | 0 | 0 | 0 | 0 | 0 | 0 | 0 | 0 | 0 | 0 | 0 | O ..
· · · · Non-energy use in Non-metallic minerals, TJ | O .. | O .. | O .. | 0 | O .. | O .. | 0 | 0 | O .. | O .. | O .. | O .. | O .. | O .. | O .. | O .. | O .. | 0 | O .. | O .. | O .. | 0 | 0 | 0 | 0 | 0 | 0 | 0 | 0 | 0 | 0 | 0 | 0 | 0 | 0 | 0 | 0 | 0 | 0 | 0 | 0 | 0 | 0 | 0 | 0 | 0 | 0 | 0 | 0 | 0 | 0 | 0 | 0 | 0 | 0 | 0 | 0 | 0 | 0 | 0 | 0 | 0 | 0 | 0 | 0 | 0 | 0 | 0 | 0 | O ..
· · · · Non-energy use in Transport equipment, TJ | O .. | O .. | O .. | 0 | O .. | O .. | 0 | 0 | O .. | O .. | O .. | O .. | O .. | O .. | O .. | O .. | O .. | 0 | O .. | O .. | O .. | 0 | 0 | 0 | 0 | 0 | 0 | 0 | 0 | 0 | 0 | 0 | 0 | 0 | 0 | 0 | 0 | 0 | 0 | 0 | 0 | 0 | 0 | 0 | 0 | 0 | 0 | 0 | 0 | 0 | 0 | 0 | 0 | 0 | 0 | 0 | 0 | 0 | 0 | 0 | 0 | 0 | 0 | 0 | 0 | 0 | 0 | 0 | 0 | O ..
· · · · Non-energy use in Machinery, TJ | O .. | O .. | O .. | 0 | O .. | O .. | 0 | 0 | O .. | O .. | O .. | O .. | O .. | O .. | O .. | O .. | O .. | 0 | O .. | O .. | O .. | 0 | 0 | 0 | 0 | 0 | 0 | 0 | 0 | 0 | 0 | 0 | 0 | 0 | 0 | 0 | 0 | 0 | 0 | 0 | 0 | 0 | 0 | 0 | 0 | 0 | 0 | 0 | 0 | 0 | 0 | 0 | 0 | 0 | 0 | 0 | 0 | 0 | 0 | 0 | 0 | 0 | 0 | 0 | 0 | 0 | 0 | 0 | 0 | O ..
· · · · Non-energy use in food/beverages/tobacco, TJ | O .. | O .. | O .. | 0 | O .. | O .. | 0 | 0 | O .. | O .. | O .. | O .. | O .. | O .. | O .. | O .. | O .. | 0 | O .. | O .. | O .. | 0 | 0 | 0 | 0 | 0 | 0 | 0 | 0 | 0 | 0 | 0 | 0 | 0 | 0 | 0 | 0 | 0 | 0 | 0 | 0 | 0 | 0 | 0 | 0 | 0 | 0 | 0 | 0 | 0 | 0 | 0 | 0 | 0 | 0 | 0 | 0 | 0 | 0 | 0 | 0 | 0 | 0 | 0 | 0 | 0 | 0 | 0 | 0 | O ..
· · · · Non-energy use in Paper/pulp and printing, TJ | O .. | O .. | O .. | 0 | O .. | O .. | 0 | 0 | O .. | O .. | O .. | O .. | O .. | O .. | O .. | O .. | O .. | 0 | O .. | O .. | O .. | 0 | 0 | 0 | 0 | 0 | 0 | 0 | 0 | 0 | 0 | 0 | 0 | 0 | 0 | 0 | 0 | 0 | 0 | 0 | 0 | 0 | 0 | 0 | 0 | 0 | 0 | 0 | 0 | 0 | 0 | 0 | 0 | 0 | 0 | 0 | 0 | 0 | 0 | 0 | 0 | 0 | 0 | 0 | 0 | 0 | 0 | 0 | 0 | O ..
· · · · Non-energy use in Wood and wood products, TJ | O .. | O .. | O .. | 0 | O .. | O .. | 0 | 0 | O .. | O .. | O .. | O .. | O .. | O .. | O .. | O .. | O .. | 0 | O .. | O .. | O .. | 0 | 0 | 0 | 0 | 0 | 0 | 0 | 0 | 0 | 0 | 0 | 0 | 0 | 0 | 0 | 0 | 0 | 0 | 0 | 0 | 0 | 0 | 0 | 0 | 0 | 0 | 0 | 0 | 0 | 0 | 0 | 0 | 0 | 0 | 0 | 0 | 0 | 0 | 0 | 0 | 0 | 0 | 0 | 0 | 0 | 0 | 0 | 0 | O ..
· · · · Non-energy use in Textiles and leather, TJ | O .. | O .. | O .. | 0 | O .. | O .. | 0 | 0 | O .. | O .. | O .. | O .. | O .. | O .. | O .. | O .. | O .. | 0 | O .. | O .. | O .. | 0 | 0 | 0 | 0 | 0 | 0 | 0 | 0 | 0 | 0 | 0 | 0 | 0 | 0 | 0 | 0 | 0 | 0 | 0 | 0 | 0 | 0 | 0 | 0 | 0 | 0 | 0 | 0 | 0 | 0 | 0 | 0 | 0 | 0 | 0 | 0 | 0 | 0 | 0 | 0 | 0 | 0 | 0 | 0 | 0 | 0 | 0 | 0 | O ..
· · · Non-energy use in industry not elsewhere specified, TJ | O .. | O .. | O .. | 0 | O .. | O .. | 0 | 0 | O .. | O .. | O .. | O .. | O .. | O .. | O .. | O .. | O .. | 0 | O .. | O .. | O .. | 0 | 0 | 0 | 0 | 0 | 0 | 0 | 0 | 0 | 0 | 0 | 0 | 0 | 0 | 0 | 0 | 0 | 0 | 0 | 0 | 0 | 0 | 0 | 0 | 0 | 0 | 0 | 0 | 0 | 0 | 0 | 0 | 0 | 0 | 0 | 0 | 0 | 0 | 0 | 0 | 0 | 0 | 0 | 0 | 0 | 0 | 0 | 0 | O ..
· Non-energy use in Transport, TJ | 0 | 0 | 0 | 0 | 0 | 0 | 0 | 0 | 0 | 0 | 0 | 0 | 0 | 0 | 0 | 0 | 0 | 0 | 0 | 0 | 0 | 0 | 0 | 0 | 0 | 0 | 0 | 0 | 0 | 0 | 0 | 0 | 0 | 0 | 0 | 0 | 0 | 0 | 0 | 0 | 44.476 | 0 | 0 | 0 | 0 | 0 | 0 | 0 | 0 | 0 | 0 | 0 | 0 | 0 | 0 | 0 | 0 | 0 | 0 | 0 | 0 | 0 | 0 | 0 | 0 | 0 | 0 | 0 | 0 | 44.476
· Non-energy use in Other sectors, TJ | 0 | 0 | 0 | 0 | 0 | 0 | 0 | 0 | 0 | 0 | 0 | 0 | 0 | 0 | 0 | 0 | 0 | 0 | 0 | 0 | 0 | 0 | 0 | 0 | 0 | 0 | 0 | 0 | 0 | 0 | 0 | 0 | 0 | 0 | 0 | 0 | 0 | 0 | 0 | 0 | 0 | 0 | 0 | 0 | 0 | 0 | 0 | 0 | 0 | 0 | 0 | 0 | 0 | 0 | 0 | 0 | 0 | 0 | 0 | 0 | 0 | 0 | 0 | 0 | 0 | 0 | 0 | 0 | 0 | 0
Electricity output, GWh | 0 | 0 | 0 | 0 | 0 | 12179.578 | 12179.578 | 0 | 0 | 0 | 0 | 0 | 0 | 0 | 0 | 0 | 0 | 0 | 0 | 0 | 0 | 0 | 0 | 0 | 0 | 0 | 0 | 0 | 0 | 0 | 0 | 0 | 0 | 0 | 0 | 0 | 0 | 0 | 0 | 0 | 0 | 0 | 0 | 0 | 0 | 0 | 36 | 0 | 0 | 0 | 0 | 0 | 0 | 0 | 0 | 0 | 0 | 0 | 0 | 38836.899 | 97.692 | 0 | 0 | 0 | 0 | 0 | 38970.591 | 0 | 0 | 51150.169
· Electricity output - main activity producer electricity plants, GWh | 0 | 0 | 0 | 0 | 0 | 12179.578 | 12179.578 | 0 | 0 | 0 | 0 | 0 | 0 | 0 | 0 | 0 | 0 | 0 | 0 | 0 | 0 | 0 | 0 | 0 | 0 | 0 | 0 | 0 | 0 | 0 | 0 | 0 | 0 | 0 | 0 | 0 | 0 | 0 | 0 | 0 | 0 | 0 | 0 | 0 | 0 | 0 | 36 | 0 | 0 | 0 | 0 | 0 | 0 | 0 | 0 | 0 | 0 | 0 | 0 | 38836.899 | 95.481 | 0 | 0 | 0 | 0 | 0 | 38968.38 | 0 | 0 | 51147.958
· Electricity output - autoproducer electricity plants, GWh | 0 | 0 | 0 | 0 | 0 | 0 | 0 | 0 | 0 | 0 | 0 | 0 | 0 | 0 | 0 | 0 | 0 | 0 | 0 | 0 | 0 | 0 | 0 | 0 | 0 | 0 | 0 | 0 | 0 | 0 | 0 | 0 | 0 | 0 | 0 | 0 | 0 | 0 | 0 | 0 | 0 | 0 | 0 | 0 | 0 | 0 | 0 | 0 | 0 | 0 | 0 | 0 | 0 | 0 | 0 | 0 | 0 | 0 | 0 | 0 | 2.211 | 0 | 0 | 0 | 0 | 0 | 2.211 | 0 | 0 | 2.211
· Electricity output - main activity producer CHP plants, GWh | 0 | 0 | 0 | 0 | 0 | 0 | 0 | 0 | 0 | 0 | 0 | 0 | 0 | 0 | 0 | 0 | 0 | 0 | 0 | 0 | 0 | 0 | 0 | 0 | 0 | 0 | 0 | 0 | 0 | 0 | 0 | 0 | 0 | 0 | 0 | 0 | 0 | 0 | 0 | 0 | 0 | 0 | 0 | 0 | 0 | 0 | 0 | 0 | 0 | 0 | 0 | 0 | 0 | 0 | 0 | 0 | 0 | 0 | 0 | 0 | 0 | 0 | 0 | 0 | 0 | 0 | 0 | 0 | 0 | 0
· Electricity output - autoproducer CHP plants, GWh | 0 | 0 | 0 | 0 | 0 | 0 | 0 | 0 | 0 | 0 | 0 | 0 | 0 | 0 | 0 | 0 | 0 | 0 | 0 | 0 | 0 | 0 | 0 | 0 | 0 | 0 | 0 | 0 | 0 | 0 | 0 | 0 | 0 | 0 | 0 | 0 | 0 | 0 | 0 | 0 | 0 | 0 | 0 | 0 | 0 | 0 | 0 | 0 | 0 | 0 | 0 | 0 | 0 | 0 | 0 | 0 | 0 | 0 | 0 | 0 | 0 | 0 | 0 | 0 | 0 | 0 | 0 | 0 | 0 | 0
Heat output, TJ | 0 | 0 | 0 | 0 | 0 | 0 | 0 | 0 | 0 | 0 | 0 | 0 | 0 | 0 | 0 | 0 | 0 | 0 | 0 | 0 | 0 | 0 | 0 | 0 | 0 | 0 | 0 | 0 | 0 | 0 | 0 | 0 | 0 | 0 | 0 | 0 | 0 | 0 | 0 | 0 | 0 | 0 | 0 | 0 | 0 | 0 | 0 | 0 | 0 | 0 | 0 | 0 | 0 | 0 | 0 | 0 | 0 | 0 | 0 | 0 | 0 | 0 | 0 | 0 | 0 | 0 | 0 | 0 | 0 | 0
· Heat output - Main activity producer CHP plants, TJ | 0 | 0 | 0 | 0 | 0 | 0 | 0 | 0 | 0 | 0 | 0 | 0 | 0 | 0 | 0 | 0 | 0 | 0 | 0 | 0 | 0 | 0 | 0 | 0 | 0 | 0 | 0 | 0 | 0 | 0 | 0 | 0 | 0 | 0 | 0 | 0 | 0 | 0 | 0 | 0 | 0 | 0 | 0 | 0 | 0 | 0 | 0 | 0 | 0 | 0 | 0 | 0 | 0 | 0 | 0 | 0 | 0 | 0 | 0 | 0 | 0 | 0 | 0 | 0 | 0 | 0 | 0 | 0 | 0 | 0
· Heat output - Autoproducer CHP plants, TJ | 0 | 0 | 0 | 0 | 0 | 0 | 0 | 0 | 0 | 0 | 0 | 0 | 0 | 0 | 0 | 0 | 0 | 0 | 0 | 0 | 0 | 0 | 0 | 0 | 0 | 0 | 0 | 0 | 0 | 0 | 0 | 0 | 0 | 0 | 0 | 0 | 0 | 0 | 0 | 0 | 0 | 0 | 0 | 0 | 0 | 0 | 0 | 0 | 0 | 0 | 0 | 0 | 0 | 0 | 0 | 0 | 0 | 0 | 0 | 0 | 0 | 0 | 0 | 0 | 0 | 0 | 0 | 0 | 0 | 0
· Heat output - Main activity producer heat plants, TJ | 0 | 0 | 0 | 0 | 0 | 0 | 0 | 0 | 0 | 0 | 0 | 0 | 0 | 0 | 0 | 0 | 0 | 0 | 0 | 0 | 0 | 0 | 0 | 0 | 0 | 0 | 0 | 0 | 0 | 0 | 0 | 0 | 0 | 0 | 0 | 0 | 0 | 0 | 0 | 0 | 0 | 0 | 0 | 0 | 0 | 0 | 0 | 0 | 0 | 0 | 0 | 0 | 0 | 0 | 0 | 0 | 0 | 0 | 0 | 0 | 0 | 0 | 0 | 0 | 0 | 0 | 0 | 0 | 0 | 0
· Heat output - Autoproducer heat plants, TJ | 0 | 0 | 0 | 0 | 0 | 0 | 0 | 0 | 0 | 0 | 0 | 0 | 0 | 0 | 0 | 0 | 0 | 0 | 0 | 0 | 0 | 0 | 0 | 0 | 0 | 0 | 0 | 0 | 0 | 0 | 0 | 0 | 0 | 0 | 0 | 0 | 0 | 0 | 0 | 0 | 0 | 0 | 0 | 0 | 0 | 0 | 0 | 0 | 0 | 0 | 0 | 0 | 0 | 0 | 0 | 0 | 0 | 0 | 0 | 0 | 0 | 0 | 0 | 0 | 0 | 0 | 0 | 0 | 0 | 0
IEA, Terms and Conditions IEA, Terms and Conditions

## A02 MEM Yearbook 2023
Electricity consumption (kWh) 2023 | [9 empty] | Lao PDR Annual Economic Report 2022 & 2023
|  | 185.1554 | 545.0012 | 229.1332 | [5 empty] | Category | 2022 | 2023
| 2023_MEM_Yearbook | 2489000 | 3505000 | 1552000 | [5 empty] | Total GDP LAK billion | 215609 | 265475
|  | Northern | Central | Southern | Calculated total (GWH) | Total reported (GWh) |  |  |  | Total GDP USD billion | 15.47 | 15.84
| Residential | 460851717 | 1910229134 | 355614718 | 2726.6956 | 2726 |  |  |  | Industrial contribution LAK billion | 73307.06 | 85217.475
| Ambassador International | 234332 | 12842024 | 140269 | 13.2166 | 13 |  |  |  | commercial and service sector contribution LAK billion | 38378.402 | 95040.05
| Commercial | 251270141 | 705743611 | 98905240 | 1055.919 | 1055 |  |  |  | Agriculture contribution LAK billion | 79775.33 | 55749.75 |  | Elasticity (B)
| Business eduication and sports | 2798534 | 21691449 | 1506917 | 25.9969 | 25 |  |  |  | Industrial energy consumptiopn TJ | 48733.347 | 54424.075 | Industry | 0.7336
| Entertainment Business | 2033933 | 16610123 | 364551 | 19.0086 | 19 |  |  |  | commercial energy consumption TJ | 16743.386 | 17057.027 | Commercial | 0.020466
| Office of State Administration | 49179029 | 218834636 | 36924860 | 304.9385 | 304 |  |  |  | Agriculture energy consumption TJ | 356.15 | 804.025 | Agriculture | -2.2724
| Agriculture (Irrigation) | 48083964 | 113152467 | 58621784 | 219.8582 | 219
| Industry | 747348872 | 2680073399 | 230967076 | 3658.3893 | 3658
| Train | 60812859 | 38770317 | 0 | 99.5832 | 99
| Crypto currency | 2091630332 | 1112645546 | 255622342 | 3459.8982 | 3459
| Total | 3714243713 | 6830592706 | 1038667757 | 11583.5042 | 11577
|  | 0.32065 | 0.58968 | 0.089668
Aggregated electricity consumption (GWh) 2023 | Category | Northern | Central | Southern | Total (Gwh) | Total (TJ) |  |  |  | Category | 2022 | 2023 |  | Elasticity (B)
| Residential | 460.8517 | 1910.2291 | 355.6147 | 2726.6956 | 9816.104 |  |  |  | Energy (TJ) | 65832.883 | 72285.127 |  | 0.44698
| Commercial | 305.516 | 975.7218 | 137.8418 | 1419.0796 | 5108.6867 |  |  |  | GDP (Billion LAK) | 191460.792 | 236007.275
| Transport (Endogenous) | 60.8129 | 38.7703 | 0 | 99.5832 | 358.4994
| Agriculture and forestry (Irrigation) | 48.084 | 113.1525 | 58.6218 | 219.8582 | 791.4896 | 0.068367
| Industrial | 747.3489 | 2680.0734 | 230.9671 | 3658.3893 | 13170.2016
| Crypto | 2091.6303 | 1112.6455 | 255.6223 | 3459.8982 | 12455.6336 |  | 3459898.22 | 17299.4911
Conversion
| GWh | PJ-PetaJoule
| 1 | 0.0036
| GWh | TJ-TerraJoule |  |  |  | Country | Sector | Short-run Elasticity | Long-run Elasticity | Source & Year | Link
| 1 | 3.6 |  |  |  | Lao PDR | Residential | – | 0.75 | ADB (2013), Energy Outlook for Asia and the Pacific | https://www.adb.org/publications/energy-outlook-asia-and-pacific-2013
[6 empty] | Lao PDR | Industrial | – | 0.89 | ADB (2013), Energy Outlook for Asia and the Pacific | https://www.adb.org/publications/energy-outlook-asia-and-pacific-2013
Total Final Energy Consumption(TJ) from IEA
| Category | 2023 (TJ) | 2023 (%)
| Residential | 54523.306 | 33.38%
| Commercial | 17057.027 | 10.44%
| Industrial | 41968.4414 | 25.69%
| Crypto | 12455.6336 | 7.624%
| Transportation | 36554.905 | 22.38%
| Agriculture | 804.025 | 0.4922%
| Total | 163363.338 | 100%

## A03 LSB Population
Laos statical bureau | [16 empty] | https://laosis.lsb.gov.la/statHtml/statHtml.do?orgId=856&tblId=DT_YEARBOOK_C001&language=en&conn_path=I3
Region | Name of Provinces(1) | 2016 | 2016 | 2017 | 2017 | 2018 | 2018 | 2019 | 2019 | 2020 | 2020 | 2021 | 2021 | 2022 | 2022 | 2023 | 2023 | 2024 | 2024 | 2023
| Name of Provinces(1) | Total | Female | Total | Female | Total | Female | Total | Female | Total | Female | Total | Female | Total | Female | Total | Female | Total | Female | Households | PP/household | 2025 Estimate (LSB as well form Xang)
Whole country | Whole country | 6787 | 3386 | 6901 | 3443 | 7013 | 3499 | 7123 | 3554 | 7231 | 3608 | 7338 | 3662 | 7443 | 3715 | 7546 | 3766 | 7647 | 3818 | 1358974 | 5.5527 | Regions | Households | Population | Population % | Urban % | Rural %
Central | Vientiane Capital | 865 | 436 | 886 | 447 | 907 | 458 | 928 | 468 | 948 | 479 | 969 | 490 | 989 | 500 | 1010 | 510 | 1029 | 521 | 185045 | 5.4581 | Central | 617000 | 3540000 | 44.96% | 55% | 45%
Northern | Phongsaly | 186 | 92 | 188 | 93 | 190 | 94 | 192 | 95 | 193 | 95 | 195 | 96 | 196 | 97 | 198 | 98 | 199 | 99 | 37246 | 5.316 | Northern | 480000 | 2755000 | 34.99% | 25% | 75%
Northern | Luangnamtha | 185 | 94 | 189 | 95 | 192 | 97 | 196 | 99 | 199 | 100 | 202 | 102 | 206 | 104 | 209 | 105 | 212 | 107 | 40427 | 5.1698 | Southern | 275000 | 1578000 | 20.04% | 30% | 70%
Northern | Oudomxay | 324 | 162 | 329 | 164 | 335 | 167 | 340 | 170 | 345 | 172 | 351 | 175 | 356 | 178 | 361 | 180 | 366 | 183 | 65435 | 5.5169 | Total | 1372000 | 7873000 | 100% | 110% | 190%
Northern | Bokeo | 190 | 95 | 193 | 97 | 197 | 98 | 200 | 100 | 203 | 102 | 207 | 104 | 210 | 105 | 213 | 107 | 216 | 109 | 37991 | 5.6066
Northern | Luangprabang | 450 | 223 | 455 | 226 | 459 | 228 | 463 | 230 | 467 | 232 | 471 | 234 | 474 | 236 | 478 | 238 | 481 | 239 | 87422 | 5.4677 | 2023
Northern | Huaphanh | 301 | 148 | 304 | 150 | 306 | 151 | 309 | 152 | 311 | 153 | 313 | 155 | 315 | 156 | 317 | 157 | 319 | 158 | 55060 | 5.7574 | Regions | Households | Population | Population % | Urban % | Rural % | Household Size (PP/HH) | Urban Households | Rural households
Northern | Xayaboury | 400 | 196 | 406 | 199 | 412 | 202 | 418 | 205 | 423 | 208 | 429 | 210 | 434 | 213 | 439 | 215 | 444 | 217 | 82281 | 5.3354 | Central | 616870.6283 | 3505000 | 46.45% | 55% | 45% | 5.6819 | 339278.8456 | 277591.7828
Northern | Xiengkhuang | 256 | 126 | 259 | 128 | 262 | 130 | 265 | 131 | 267 | 132 | 270 | 134 | 272 | 135 | 274 | 136 | 276 | 139 | 51050 | 5.3673 | Northern | 457357.2214 | 2489000 | 32.98% | 25% | 75% | 5.4421 | 114339.3054 | 343017.9161
Central | Vientiane | 438 | 218 | 444 | 221 | 450 | 225 | 456 | 228 | 462 | 231 | 468 | 234 | 474 | 237 | 479 | 240 | 485 | 243 | 90119 | 5.3152 | Southern | 277879.7512 | 1552000 | 20.57% | 30% | 70% | 5.5851 | 83363.9254 | 194515.8259
Central | Borikhamxay | 292 | 146 | 298 | 149 | 304 | 152 | 309 | 155 | 315 | 157 | 320 | 160 | 326 | 162 | 331 | 165 | 336 | 167 | 58987 | 5.6114 | Total | 1352107.601 | 7546000 | 100% | 39.96% | 60.04% | 5.5527 | 536982.0763 | 815125.5247
Central | Khammuane | 407 | 204 | 414 | 207 | 421 | 210 | 427 | 213 | 434 | 216 | 440 | 219 | 446 | 222 | 451 | 225 | 457 | 227 | 87002 | 5.1838
Central | Savannakhet | 1005 | 502 | 1021 | 510 | 1038 | 518 | 1054 | 526 | 1070 | 534 | 1086 | 542 | 1102 | 550 | 1117 | 558 | 1133 | 566 | 183073 | 6.1014 | Consumption intensity (kg/HH) @ 2021
Southern | Saravane | 411 | 205 | 419 | 209 | 427 | 212 | 435 | 216 | 442 | 219 | 450 | 223 | 457 | 226 | 465 | 230 | 472 | 233 | 84348 | 5.5129 |  |  |  |  | Tonnage | Tonnage |  | energy content | energy content
Southern | Sekong | 120 | 59 | 122 | 61 | 125 | 62 | 127 | 63 | 129 | 64 | 132 | 65 | 134 | 66 | 137 | 67 | 139 | 68 | 22696 | 6.0363 | HH type (kg/hh) | Charcoal | Firewood |  | Charcoal | Firewood |  | Charcoal | Firewood
Southern | Champasack | 714 | 360 | 724 | 365 | 734 | 370 | 743 | 375 | 753 | 381 | 762 | 386 | 772 | 391 | 781 | 396 | 791 | 401 | 140202 | 5.5705 | Rural | 600 | 2532 |  | 489.0753 | 2063.8978 |  | 12226.8829 | 37150.1609
Southern | Attapeu | 147 | 73 | 150 | 75 | 154 | 76 | 157 | 78 | 160 | 79 | 163 | 80 | 166 | 82 | 169 | 83 | 172 | 84 | 32370 | 5.2209 | Urban | 816 | 1236 |  | 438.1774 | 663.7098 |  | 10954.4344 | 11946.7772
Central | Xaysomboon | 96 | 47 | 99 | 49 | 102 | 50 | 105 | 51 | 108 | 52 | 111 | 54 | 114 | 55 | 117 | 56 | 120 | 57 | 18220 | 6.4215 | [7 empty] | 23181.3172 | 49096.9381
[14 empty] | 2022 |  | 2023 |  | 2024
Northern | [13 empty] | 33.09% |  | 32.98% |  | 32.86% |  | 45691200% |  | Consumption intensity (kg/HH) 2021
Central | [13 empty] | 46.37% |  | 46.45% |  | 46.55% |  | 275.5% | [5 empty] | Tonnage | Tonnage |  | energy content | energy content
Southern | [13 empty] | 20.54% |  | 20.57% |  | 20.58% |  | 1419% |  | HH type (kg/hh) | Charcoal | Firewood |  | Charcoal | Firewood |  | Charcoal | Firewood
[22 empty] | Rural | 420 | 1956 |  | 273882176.3028 | 1275508421.0673 |  | 8216.4653 | 16581.6095
[22 empty] | Urban | 720 | 660 |  | 270638966.4681 | 464596892.4368 |  | 8119.169 | 6039.7596

## A04 ASEAN Energy Outlook 8
ASEAN Energy Outlook (AEO) 8th Edition background Data
Population (Millions)
| Country | 2005 | 2022 | 2025 | 2030 | 2035 | 2040 | 2045 | 2050 | CAGR (2022-2050)
| Brunei Darussalam | 0.4 | 0.4 | 0.5 | 0.5 | 0.5 | 0.5 | 0.5 | 0.5 | 0.4%
| Cambodia | 13.2 | 16.8 | 17.3 | 18.1 | 18.8 | 19.4 | 19.9 | 20.3 | 0.7%
| Indonesia | 228.8 | 275.8 | 282 | 292.2 | 300.9 | 308.2 | 313.7 | 317.2 | 0.5%
| Lao PDR | 5.9 | 7.5 | 7.8 | 8.3 | 8.8 | 9.1 | 9.5 | 9.8 | 0.9%
| Malaysia | 25.9 | 33.9 | 35 | 36.7 | 38.1 | 39.3 | 40.2 | 41 | 0.7%
| Myanmar | 47.7 | 54.2 | 55.3 | 57 | 58.2 | 59.1 | 59.7 | 59.9 | 0.4%
| Philippines | 86.3 | 115.6 | 120.9 | 129.5 | 137.6 | 145 | 151.8 | 157.9 | 1.1%
| Singapore | 4.3 | 5.6 | 5.7 | 5.9 | 6 | 6 | 6 | 5.9 | 0.2%
| Thailand | 65.8 | 71.7 | 72 | 72.1 | 71.7 | 70.9 | 69.6 | 67.9 | -0.2%
| Vietnam | 83.1 | 98.2 | 100.1 | 102.7 | 104.6 | 105.9 | 106.7 | 107 | 0.3%
| ASEAN | 561.4 | 679.7 | 696.6 | 722.8 | 745.2 | 763.5 | 777.5 | 787.4 | 0.5%
|  |  | 2022 | 2023 | 2024 | 2025 | 2026 | 2027 | 2028 | 2029 | 2030 | 2031 | 2032 | 2033 | 2034 | 2035 | 2036 | 2037 | 2038 | 2039 | 2040 | 2041 | 2042 | 2043 | 2044 | 2045 | 2046 | 2047 | 2048 | 2049 | 2050 | Actual CAGR (2022-2050)%
|  | Lao PDR (from AEO-8) | 679.7 2022: 7.5; 745.2 2025: 7.8; 0.5% 2030: 8.3; 0.5% 2035: 8.8; 0.5% 2040: 9.1; 0.5% 2045: 9.5; 0.5% 2050: 9.8 | 0.95986
|  | Calculated Lao PDR (total Population) in Million People | 7.5 | 7.572 | 7.6447 | 7.718 | 7.7921 | 7.8669 | 7.9424 | 8.0187 | 8.0956 | 8.1733 | 8.2518 | 8.331 | 8.411 | 8.4917 | 8.5732 | 8.6555 | 8.7386 | 8.8225 | 8.9071 | 8.9926 | 9.079 | 9.1661 | 9.2541 | 9.3429 | 9.4326 | 9.5231 | 9.6145 | 9.7068 | 9.8
|  | Northern | 2.4647 | 2.4883 | 2.5122 | 2.5363 | 2.5607 | 2.5853 | 2.6101 | 2.6351 | 2.6604 | 2.686 | 2.7118 | 2.7378 | 2.7641 | 2.7906 | 2.8174 | 2.8444 | 2.8717 | 2.8993 | 2.9271 | 2.9552 | 2.9836 | 3.0122 | 3.0411 | 3.0703 | 3.0998 | 3.1295 | 3.1596 | 3.1899 | 3.2205
|  | Central | 3.4916 | 3.5251 | 3.5589 | 3.5931 | 3.6276 | 3.6624 | 3.6975 | 3.733 | 3.7689 | 3.805 | 3.8416 | 3.8784 | 3.9157 | 3.9532 | 3.9912 | 4.0295 | 4.0682 | 4.1072 | 4.1467 | 4.1865 | 4.2266 | 4.2672 | 4.3082 | 4.3495 | 4.3913 | 4.4334 | 4.476 | 4.5189 | 4.5623
|  | Southern | 1.5437 | 1.5586 | 1.5735 | 1.5886 | 1.6039 | 1.6193 | 1.6348 | 1.6505 | 1.6663 | 1.6823 | 1.6985 | 1.7148 | 1.7313 | 1.7479 | 1.7646 | 1.7816 | 1.7987 | 1.8159 | 1.8334 | 1.851 | 1.8687 | 1.8867 | 1.9048 | 1.9231 | 1.9415 | 1.9602 | 1.979 | 1.998 | 2.0172
Real GDP PPP at 2017 Constant Price (Million USD)
|  | 2005 | 2022 | 2025 | 2030 | 2035 | 2040 | 2045 | 2050 | CAGR (2022-2050)
| Lao PDR | 20664 | 63100 | 70774 | 84035 | 95809 | 110310 | 128858 | 151898 | 3.2%
Real GDP Industry at 2017 Constant Price (Million USD)
|  | 2005 | 2022 | 2025 | 2030 | 2035 | 2040 | 2045 | 2050 | CAGR (2022-2050)
| Lao PDR | 7206 | 22039 | 25919 | 35967 | 49812 | 68971 | 95498 | 132225 | 6.6% |  | 0.34872 | 0.34927
Real GDP Service at 2017 Constant Price (Million USD)
|  | 2005 | 2022 | 2025 | 2030 | 2035 | 2040 | 2045 | 2050 | CAGR (2022-2050)
| Lao PDR | 9676 | 29512 | 27029 | 31323 | 36205 | 41827 | 48319 | 55818 | 2.3%
Real GDP Agriculture at 2017 Constant Price (Million USD)
|  | 2005 | 2022 | 2025 | 2030 | 2035 | 2040 | 2045 | 2050 | CAGR (2022-2050)
| Lao PDR | 3783 | 11549 | 9645 | 10759 | 12006 | 13397 | 14950 | 16684 | 1.3%
GDP per Capita Projection by Country (2017 Constant, PPP)
|  | 2005 | 2022 | 2030 | 2040 | 2050 | CAGR (2022-2050)
| Lao PDR | 3531 | 8380 | 10099 | 12062 | 15539 | 2.2%
Number of Households in the ASEAN Member States (millions)
|  | 2005 | 2022 | 2025 | 2030 | 2035
| Lao PDR | 0.96 | 1.33 | 1.33 | 1.33 | 1.33
Household Size in ASEAN Member States (people/HH)
|  | 2005 | 2022 | 2025 | 2030 | 2035
| Lao PDR | 6.09 | 5.67 | 6.27 | 6.89 | 7.37
Clean Cooking Access in the ASEAN Member States, AEO-Baseline scenario (%)
|  | 2022 | 2025 | 2030 | 2035 | 2040 | 2045 | 2050 | CAGR (2022-2050)
| Lao PDR | 9.3 | 9.7 | 10.5 | 11.3 | 12.2 | 13.1 | 14.1 | 1.5%
Lao PDR (from AEO-8) | 2022 | 2023 | 2024 | 2025 | 2026 | 2027 | 2028 | 2029 | 2030 | 2031 | 2032 | 2033 | 2034 | 2035 | 2036 | 2037 | 2038 | 2039 | 2040 | 2041 | 2042 | 2043 | 2044 | 2045 | 2046 | 2047 | 2048 | 2049 | 2050 | Actual CAGR (2022-2050)%
Household Size (PP/HH)-AEO-8 | 5.67 | 2030: 6.27 | 6.89 |  |  |  |  | 7.37 |  |  |  |  | 7.37 |  |  |  |  | 7.37 |  |  |  |  | 7.37 | 0.94093
Household Size (PP/HH) | 5.67 | 5.7234 | 5.7772 | 5.8316 | 5.8864 | 5.9418 | 5.9977 | 6.0542 | 6.1111 | 6.1686 | 6.2267 | 6.2853 | 6.3444 | 6.4041 | 6.4644 | 6.5252 | 6.5866 | 6.6486 | 6.7111 | 6.7743 | 6.838 | 6.9023 | 6.9673 | 7.0328 | 7.099 | 7.1658 | 7.2332 | 7.3013 | 7.37

## A05 Cooking Tech
Cooking | Leo and Ariane (Zambia work)
Stove | Input fuel | Lifetime (years) | Investment cost (USD/unit) | Fixed cost per year (fraction of investment cost) | Efficiency
Biogas Stove | Biogas | 10 | 676 | 2% | 55%
Three Stone Open Fire | Firewood | 15 | 0 | 0% | 10%
Improved Firewood Stove | Firewood | 6 | 4 | 2% | 22%
Gasifier Stove | Firewood | 5 | 48 | 2% | 51%
Traditional Stove | Charcoal | 6 | 4 | 2% | 21%
Improved Charcoal Stove | Charcoal | 5 | 6 | 2% | 30%
Electric Coil | Electricity | 10 | 14 | 4% | 72%
Electric Induction Stove | Electricity | 15 | 76 | 4% | 76%
Electric Pressure Cooker | Electricity | 5 | 72 | 4% | 131%
Biofuel Stove | Ethanol | 10 | 12 | 2% | 58% | 0.24 | 1.7241
Kerosene Stove | Kerosene | 5 | 19 | 2% | 42%
LPG Stove | LPG | 7 | 43 | 2% | 66%
Solar Stove | Solar | 10 | 100 | 4% | 100%
Pellet Gasifier Stove | Pellet | 5 | 48 | 2% | 51% | 0.96 | 1.9608

## A06 Residential Cook Calc
Biomass survey 2021 (ERIA)
Consumption intensity (kg/HH) 2021 monthly | Charcoal | Firewood |  |  |  | Charcoal | Firewood
Rural | 35.4 | 163.33 |  |  |  | 1 | 2.9723
Urban | 60.28 | 54.95 |  |  |  | 1.7028 | 1
[14 empty] | Energy for cooking a meal in induction stove | 3.6e-06
Category | Urban | Rural | National |  | Rural HH | kton | Urban HH | kton | Total (kton) | TJ calcul |  |  |  | 1TJ to kWh | 277778
Houeholds (HH) | 536982.0763 | 815125.5247 | 1352107.601 | firewood | 815125.5247 | 1597.6134 | 536982.0763 | 354.086 | 1951.6994 | 33178.8899
Share of total | 39.71% | 60.29% | 100% | charcoal | 815125.5247 | 346.2653 | 536982.0763 | 388.4314 | 734.6967 | 18367.4169
Energy density (MJ/kg)
| 2023 (IEA) | 2023 (Calculated-ERIA) |  |  |  | Ktons | Urban | Rural | [5 empty] | Charcoal | 25
Primary Solid Biofuels (TJ) | 41564.005 | 33178.8899 |  |  |  | Firewood | 354.086 | 1597.6134 | [5 empty] | Firewood | 17
Charcoal (TJ) | 2628.9 | 18367.4169 |  |  |  | Charcoal | 388.4314 | 346.2653
LPG (TJ) | 514.281
electricity | 9816.12 |  |  |  |  | TJ | Urban | Rural |  |  | 3.6e-06 | 0.003942 |  | 92.7905
[6 empty] | Firewood | 6019.4617 | 27159.4282
[6 empty] | Charcoal | 9710.7839 | 8656.6331
Primary Solid Biofuels (TJ)
[6 empty] | Urban |  | Share in 2023 | NOs in 2023 | Efficiency | Final useful cooking energy demand (TJ) | Input (TJ) | Input (Gwh) | capacity to activity unit | Input Activity Ratio (IAR) | Output Activity ratio (OAR)
| Source: Survey | Source: Survey | Assumption | Assumption | Households using Electricity | Firewood | Three stone cookstove (tripod),Tao Cement | 0% | 0 | 11% | 0 | 0 | 0 | 4.7111 | 9.0909 | 1 | 0.20972
| Household Surveyed Using Fuelwood | Household Surveyed Using Charcoal | Households using LPG | Households using Electric cookstoves |  |  | Improved firewood cookstove (WS-3) | 100% | 284600.5005 | 30% | 1805.8385 | 6019.4617 | 1672.074 | 4.7111 | 3.3333 | 1
Urban | 53% | 89% | 2% | 21.6% | 115988.1285 |  | Gasifier Stove (Micro Gasifier) | 0% | 0 | 51% | 0 | 0 | 0 | 4.7111 | 1.9608 | 1
Rural | 78% | 71% | 0% | 2.9% | 23638.6402 | Charcoal | Tao Dam | 0% | 0 | 18% | 0 | 0 | 0 | 4.7111 | 5.5556 | 1
[7 empty] | Tao Payat | 0% | 0 | 17.5% | 0 | 0 | 0 | 4.7111 | 5.7143 | 1
[7 empty] | Improved Cookstove-PTT-3 | 100% | 477914.0479 | 30% | 2913.2352 | 9710.7839 | 2697.4421 | 4.7111 | 3.3333 | 1
Cookstove stock in base year | Fuelwood cookstoves | Charcoal coosktoves | LPG stoves | Electric cooking (Induction) |  | LPG | LPG cookstoves | 100% | 10739.6415 | 66% | 339.4255 | 514.281 | 142.8559 | 4.7111 | 1.5152 | 1
Urban | 284600.5005 | 477914.0479 | 10739.6415 | 115988.1285 |  | Electric | Induction cookstoves | 100% | 115988.1285 | 76% | 347.4912 | 457.2252 | 127.0071 | 4.7111 | 1.3158 | 1
Rural | 635797.9093 | 578739.1225 | 0 | 23638.6402 | [8 empty] | 0
Total | 920398.4097 | 1056653.1705 | 10739.6415 | 139626.7687 |  | Rural | [6 empty] | 0
[6 empty] | Firewood | Three stone cookstove (tripod),Tao Cement | 100% | 635797.9093 | 11% | 2987.5371 | 27159.4282 | 7544.2916 | 4.7111 | 9.0909 | 1
Clean cooking in Households | total | Urban | Rural |  |  |  | Improved firewood cookstove (WS-3) | 0% | 0 | 30% | 0 | 0 | 0 | 4.7111 | 3.3333 | 1
% | 11.1% | 23.6% | 2.9% |  |  |  | Gasifier Stove (Micro Gasifier) | 0% | 0 | 51% | 0 | 0 | 0 | 4.7111 | 1.9608 | 1
population | 837606 | 711681.6 | 131381.6 |  |  | Charcoal | Tao Dam | 100% | 578739.1225 | 18% | 1558.194 | 8656.6331 | 2404.6222 | 4.7111 | 5.5556 | 1
Households (HH) | 150846.114 | 128168.1408 | 23660.7711 |  |  |  | Tao Payat | 0% | 0 | 17.5% | 0 | 0 | 0 | 4.7111 | 5.7143 | 1
[7 empty] | Improved Cookstove-PTT-3 | 0% | 0 | 30% | 0 | 0 | 0 | 4.7111 | 3.3333 | 1
[6 empty] | LPG | LPG cookstoves | 100% | 0 | 66% | 0 | 0 | 0 | 4.7111 | 1.5152 | 1
[6 empty] | Electric | Induction cookstoves | 100% | 23638.6402 | 76% | 70.8195 | 93.1835 | 25.8843 | 4.7111 | 1.3158 | 1
[8 empty] | total | 2127417.9904 |  | 10022.5408 | 52610.9965 | 14614.1774

## A07 Residential Demand
Total Population Projections
| Source: AEO 8 | 2022 | 2023 | 2024 | 2025 | 2026 | 2027 | 2028 | 2029 | 2030 | 2031 | 2032 | 2033 | 2034 | 2035 | 2036 | 2037 | 2038 | 2039 | 2040 | 2041 | 2042 | 2043 | 2044 | 2045 | 2046 | 2047 | 2048 | 2049 | 2050 | 2051 | 2052 | 2053 | 2054 | 2055 | CAGR
| Total population Laos (Million) | 7.5 | 7.572 | 7.6447 | 7.718 | 7.7921 | 7.8669 | 7.9424 | 8.0187 | 8.0956 | 8.1733 | 8.2518 | 8.331 | 8.411 | 8.4917 | 8.5732 | 8.6555 | 8.7386 | 8.8225 | 8.9071 | 8.9926 | 9.079 | 9.1661 | 9.2541 | 9.3429 | 9.4326 | 9.5231 | 9.6145 | 9.7068 | 9.8 | 9.8941 | 9.989 | 10.0849 | 10.1817 | 10.2794 | 0.9599%
| Northern | 2.4647 | 2.4883 | 2.5122 | 2.5363 | 2.5607 | 2.5853 | 2.6101 | 2.6351 | 2.6604 | 2.686 | 2.7118 | 2.7378 | 2.7641 | 2.7906 | 2.8174 | 2.8444 | 2.8717 | 2.8993 | 2.9271 | 2.9552 | 2.9836 | 3.0122 | 3.0411 | 3.0703 | 3.0998 | 3.1295 | 3.1596 | 3.1899 | 3.2205 | 3.2514 | 3.2827 | 3.3142 | 3.346 | 3.3781 | 0.9599%
| Central | 3.4916 | 3.5251 | 3.5589 | 3.5931 | 3.6276 | 3.6624 | 3.6975 | 3.733 | 3.7689 | 3.805 | 3.8416 | 3.8784 | 3.9157 | 3.9532 | 3.9912 | 4.0295 | 4.0682 | 4.1072 | 4.1467 | 4.1865 | 4.2266 | 4.2672 | 4.3082 | 4.3495 | 4.3913 | 4.4334 | 4.476 | 4.5189 | 4.5623 | 4.6061 | 4.6503 | 4.695 | 4.74 | 4.7855 | 0.9599%
| Southern | 1.5437 | 1.5586 | 1.5735 | 1.5886 | 1.6039 | 1.6193 | 1.6348 | 1.6505 | 1.6663 | 1.6823 | 1.6985 | 1.7148 | 1.7313 | 1.7479 | 1.7646 | 1.7816 | 1.7987 | 1.8159 | 1.8334 | 1.851 | 1.8687 | 1.8867 | 1.9048 | 1.9231 | 1.9415 | 1.9602 | 1.979 | 1.998 | 2.0172 | 2.0365 | 2.0561 | 2.0758 | 2.0957 | 2.1158 | 0.9599%
UNDESA Urbanisation Prospects
| % share | 2022 | 2023 | 2024 | 2025 | 2026 | 2027 | 2028 | 2029 | 2030 | 2031 | 2032 | 2033 | 2034 | 2035 | 2036 | 2037 | 2038 | 2039 | 2040 | 2041 | 2042 | 2043 | 2044 | 2045 | 2046 | 2047 | 2048 | 2049 | 2050 | 2051 | 2052 | 2053 | 2054 | 2055 | CAGR
| Urban | 38.1% | 39.6% | 39.6% | 40.3% | 41.1% | 41.9% | 42.6% | 43.4% | 44.2% | 45.1% | 45.9% | 46.7% | 47.6% | 48.4% | 49.3% | 50.2% | 51.1% | 52% | 52.9% | 53.8% | 54.8% | 55.7% | 56.7% | 57.7% | 58.7% | 59.7% | 60.7% | 61.7% | 62.7% | 63.3% | 63.91% | 64.52% | 65.14% | 65.77% | 1.795%
| Rural | 61.9% | 60.4% | 60.4% | 59.7% | 58.9% | 58.1% | 57.4% | 56.6% | 55.8% | 54.9% | 54.1% | 53.3% | 52.4% | 51.6% | 50.7% | 49.8% | 48.9% | 48% | 47.1% | 46.2% | 45.2% | 44.3% | 43.3% | 42.3% | 41.3% | 40.3% | 39.3% | 38.3% | 37.3% | 36.7% | 36.09% | 35.48% | 34.86% | 34.23%
| Total | 100% | 100% | 100% | 100% | 100% | 100% | 100% | 100% | 100% | 100% | 100% | 100% | 100% | 100% | 100% | 100% | 100% | 100% | 100% | 100% | 100% | 100% | 100% | 100% | 100% | 100% | 100% | 100% | 100% | 100% | 100% | 100% | 100% | 100%
Population projections (millions) | bar: 2022
|  | 2022 | 2023 | 2024 | 2025 | 2026 | 2027 | 2028 | 2029 | 2030 | 2031 | 2032 | 2033 | 2034 | 2035 | 2036 | 2037 | 2038 | 2039 | 2040 | 2041 | 2042 | 2043 | 2044 | 2045 | 2046 | 2047 | 2048 | 2049 | 2050 | 2051 | 2052 | 2053 | 2054 | 2055
| Urban | 2.8575 | 2.9985 | 3.0273 | 3.1104 | 3.2026 | 3.2962 | 3.3835 | 3.4801 | 3.5783 | 3.6862 | 3.7876 | 3.8906 | 4.0036 | 4.11 | 4.2266 | 4.3451 | 4.4654 | 4.5877 | 4.7119 | 4.838 | 4.9753 | 5.1055 | 5.2471 | 5.3909 | 5.5369 | 5.6853 | 5.836 | 5.9891 | 6.1446 | 6.2631 | 6.3839 | 6.5071 | 6.6326 | 6.7605
| Rural | 4.6425 | 4.5735 | 4.6174 | 4.6077 | 4.5896 | 4.5707 | 4.559 | 4.5386 | 4.5174 | 4.4872 | 4.4642 | 4.4404 | 4.4073 | 4.3817 | 4.3466 | 4.3104 | 4.2732 | 4.2348 | 4.1953 | 4.1546 | 4.1037 | 4.0606 | 4.007 | 3.9521 | 3.8957 | 3.8378 | 3.7785 | 3.7177 | 3.6554 | 3.6309 | 3.6051 | 3.5778 | 3.5491 | 3.5189
| Total population Laos (Million) | 7.5 | 7.572 | 7.6447 | 7.718 | 7.7921 | 7.8669 | 7.9424 | 8.0187 | 8.0956 | 8.1733 | 8.2518 | 8.331 | 8.411 | 8.4917 | 8.5732 | 8.6555 | 8.7386 | 8.8225 | 8.9071 | 8.9926 | 9.079 | 9.1661 | 9.2541 | 9.3429 | 9.4326 | 9.5231 | 9.6145 | 9.7068 | 9.8 | 9.8941 | 9.989 | 10.0849 | 10.1817 | 10.2794
| Household size projections (Source:AEO-8) | 2022 | 2023 | 2024 | 2025 | 2026 | 2027 | 2028 | 2029 | 2030 | 2031 | 2032 | 2033 | 2034 | 2035 | 2036 | 2037 | 2038 | 2039 | 2040 | 2041 | 2042 | 2043 | 2044 | 2045 | 2046 | 2047 | 2048 | 2049 | 2050 | 2051 | 2052 | 2053 | 2054 | 2055 | CAGR
| PP/HH projetion (Source:AEO-8) | 5.67 | 5.7234 | 5.7772 | 5.8316 | 5.8864 | 5.9418 | 5.9977 | 6.0542 | 6.1111 | 6.1686 | 6.2267 | 6.2853 | 6.3444 | 6.4041 | 6.4644 | 6.5252 | 6.5866 | 6.6486 | 6.7111 | 6.7743 | 6.838 | 6.9023 | 6.9673 | 7.0328 | 7.099 | 7.1658 | 7.2332 | 7.3013 | 7.37 | 7.37 | 7.37 | 7.37 | 7.37 | 7.37 | 0.9409%
| % increase from AEO projections |  | 0.9409% | 0.9409% | 0.9409% | 0.9409% | 0.9409% | 0.9409% | 0.9409% | 0.9409% | 0.9409% | 0.9409% | 0.9409% | 0.9409% | 0.9409% | 0.9409% | 0.9409% | 0.9409% | 0.9409% | 0.9409% | 0.9409% | 0.9409% | 0.9409% | 0.9409% | 0.9409% | 0.9409% | 0.9409% | 0.9409% | 0.9409% | 0.9409% | 0% | 0% | 0% | 0% | 0%
| Actual (pp/HH from LSB) | ~ | 5.5527 | 5.605 | 5.6577 | 5.7109 | 5.7647 | 5.8189 | 5.8737 | 5.9289 | 5.9847 | 6.041 | 6.0979 | 6.1553 | 6.2132 | 6.2716 | 6.3306 | 6.3902 | 6.4503 | 6.511 | 6.5723 | 6.6341 | 6.6966 | 6.7596 | 6.8232 | 6.8874 | 6.9522 | 7.0176 | 7.0836 | 7.1503 | 7.1503 | 7.1503 | 7.1503 | 7.1503 | 7.1503
| Households (thousands) | 2022 | 2023 | 2024 | 2025 | 2026 | 2027 | 2028 | 2029 | 2030 | 2031 | 2032 | 2033 | 2034 | 2035 | 2036 | 2037 | 2038 | 2039 | 2040 | 2041 | 2042 | 2043 | 2044 | 2045 | 2046 | 2047 | 2048 | 2049 | 2050 | 2051 | 2052 | 2053 | 2054 | 2055
| Urban | ~ | 540.0072 | 540.1085 | 549.7589 | 560.7774 | 571.8 | 581.4618 | 592.4923 | 603.527 | 615.9315 | 626.9747 | 638.022 | 650.4399 | 661.4957 | 673.9226 | 686.3541 | 698.7903 | 711.2312 | 723.6766 | 736.1267 | 749.95 | 762.4097 | 776.243 | 790.0815 | 803.9252 | 817.774 | 831.628 | 845.4872 | 859.3515 | 875.9278 | 892.8239 | 910.0459 | 927.6001 | 945.4929
| Rural | ~ | 823.6473 | 823.8018 | 814.4071 | 803.6445 | 792.8778 | 783.472 | 772.6974 | 761.9187 | 749.7703 | 738.9833 | 728.1921 | 716.0305 | 705.2309 | 693.0604 | 680.8852 | 668.7054 | 656.5211 | 644.3321 | 632.1386 | 618.5719 | 606.3689 | 592.7923 | 579.2105 | 565.6237 | 552.0317 | 538.4346 | 524.8324 | 511.2251 | 507.8043 | 504.1902 | 500.3776 | 496.3615 | 492.1367
| Total |  | 1363.6545 | 1363.9103 | 1364.1661 | 1364.4219 | 1364.6778 | 1364.9337 | 1365.1897 | 1365.4457 | 1365.7018 | 1365.958 | 1366.2141 | 1366.4704 | 1366.7266 | 1366.983 | 1367.2393 | 1367.4958 | 1367.7522 | 1368.0087 | 1368.2653 | 1368.5219 | 1368.7786 | 1369.0353 | 1369.292 | 1369.5488 | 1369.8057 | 1370.0626 | 1370.3195 | 1370.5765 | 1383.7322 | 1397.0141 | 1410.4235 | 1423.9616 | 1437.6296
|  | 0.8 | Source: https://ethesisarchive.library.tu.ac.th/thesis/2022/TU_2022_6422040441_17266_24288.pdf
| GDP elasticity (Laos) | 2022: 0.75; 2023: https://www.adb.org/publications/energy-outlook-asia-and-pacific-2013
| GDP projections (based on Aeo-8) | 2022 | 2023 | 2024 | 2025 | 2026 | 2027 | 2028 | 2029 | 2030 | 2031 | 2032 | 2033 | 2034 | 2035 | 2036 | 2037 | 2038 | 2039 | 2040 | 2041 | 2042 | 2043 | 2044 | 2045 | 2046 | 2047 | 2048 | 2049 | 2050 | 2051 | 2052 | 2053 | 2054 | 2055
| GDP percapita in 2023 Nominal values-USD | ~ | 1958 | 2001.076 | 2045.0997 | 2090.0919 | 2136.0739 | 2183.0675 | 2231.095 | 2280.1791 | 2330.343 | 2381.6106 | 2434.006 | 2487.5541 | 2542.2803 | 2598.2105 | 2655.3711 | 2713.7893 | 2773.4927 | 2834.5095 | 2896.8687 | 2960.5998 | 3025.733 | 3092.2991 | 3160.3297 | 3229.857 | 3300.9138 | 3373.5339 | 3447.7517 | 3523.6022 | 3601.1215 | 3680.3461 | 3761.3137 | 3844.0627 | 3928.632
| GDP per household in 2023 Nominal values USD | ~ | 10872.2227 | 11215.9622 | 11570.5695 | 11936.3881 | 12313.7726 | 12703.0885 | 13104.7132 | 13519.0358 | 13946.4577 | 14387.3932 | 14842.2694 | 15311.527 | 15795.6209 | 16295.0201 | 16810.2083 | 17341.685 | 17889.965 | 18455.5795 | 19039.0767 | 19641.0219 | 20261.9984 | 20902.6079 | 21563.4711 | 22245.2283 | 22948.5402 | 23674.0882 | 24422.5753 | 25194.7269 | 25749.0109 | 26315.4891 | 26894.4299 | 27486.1073 | 28090.8017
| Residential useful Cooking demand | 2022 | 2023 | 2024 | 2025 | 2026 | 2027 | 2028 | 2029 | 2030 | 2031 | 2032 | 2033 | 2034 | 2035 | 2036 | 2037 | 2038 | 2039 | 2040 | 2041 | 2042 | 2043 | 2044 | 2045 | 2046 | 2047 | 2048 | 2049 | 2050 | 2051 | 2052 | 2053 | 2054 | 2055
| Urban | ~ | 5405.9903 | 5534.7161 | 5766.6727 | 6021.1877 | 6284.5539 | 6541.6925 | 6823.2352 | 7114.4769 | 7432.1991 | 7744.1467 | 8066.7362 | 8417.9824 | 8763.2765 | 9138.7787 | 9527.1949 | 9928.9271 | 10344.3893 | 10774.0075 | 11218.2204 | 11698.8276 | 12174.1057 | 12687.7619 | 13218.9776 | 13768.2976 | 14336.2829 | 14923.5111 | 15530.5764 | 16158.0907 | 16740.7804 | 17344.483 | 17969.9562 | 18617.985 | 19289.3829
| Rural | ~ | 4616.5505 | 4726.4785 | 4782.9426 | 4831.2134 | 4879.0711 | 4935.0664 | 4982.1595 | 5028.6972 | 5065.3997 | 5110.4451 | 5154.7637 | 5188.3938 | 5230.84 | 5261.9871 | 5291.6518 | 5319.7456 | 5346.177 | 5370.8508 | 5393.6685 | 5402.5749 | 5421.0845 | 5424.8838 | 5425.7902 | 5423.664 | 5418.36 | 5409.7283 | 5397.6133 | 5381.854 | 5433.809 | 5483.9124 | 5531.9995 | 5577.8977 | 5621.425
Lao PDR (Gwh/million people) or (Kwh/ per capita)
| Residential electricity consumption per capita (2022) Thailand (kwh/capita) | 2022: 2022; 2024: Urban per capita residential electricity consumption; 2029: 459.2793
| National Average | 2022: 1200; 2024: Rural per capita residential electricity consumption; 2029: 261.65
| Urban | 2022: 1650
| Rural | 2022: 940; 2024: Lao PDR (Gwh/million household)or (kWh/household)
| ratio (Urban to rural) | 2022: 1.7553; 2024: Urban per household residential electricity consumption; 2029: 2628.6165
| Assumption: we take the ratio form thailand to be used for Laos | 2024: Rural per Household residential electricity consumption; 2029: 1497.5148
| Residential (non cooking) electricity demand Laos -GWh | 2022 | 2023 | 2024 | 2025 | 2026 | 2027 | 2028 | 2029 | 2030 | 2031 | 2032 | 2033 | 2034 | 2035 | 2036 | 2037 | 2038 | 2039 | 2040 | 2041 | 2042 | 2043 | 2044 | 2045 | 2046 | 2047 | 2048 | 2049 | 2050 | 2051 | 2052 | 2053 | 2054 | 2055
| Urban | ~ | 1377.1526 | 1409.9449 | 1469.0348 | 1533.8714 | 1600.9628 | 1666.4678 | 1738.1896 | 1812.3821 | 1893.3205 | 1972.7878 | 2054.966 | 2144.4445 | 2232.4067 | 2328.0642 | 2427.0116 | 2529.3511 | 2635.1883 | 2744.6317 | 2857.793 | 2980.2256 | 3101.3006 | 3232.1523 | 3367.4772 | 3507.414 | 3652.1059 | 3801.6997 | 3956.3469 | 4116.2035 | 4264.6412 | 4418.4318 | 4577.7683 | 4742.8509 | 4913.8866 | 619.7814
| Rural | ~ | 1196.6516 | 1225.1459 | 1239.7819 | 1252.2941 | 1264.6993 | 1279.2138 | 1291.4207 | 1303.4837 | 1312.9973 | 1324.6735 | 1336.1613 | 1344.8785 | 1355.8809 | 1363.9546 | 1371.6439 | 1378.9261 | 1385.7773 | 1392.173 | 1398.0876 | 1400.3962 | 1405.194 | 1406.1789 | 1406.4138 | 1405.8627 | 1404.4878 | 1402.2504 | 1399.1101 | 1395.0251 | 1408.4924 | 1421.4796 | 1433.9442 | 1445.8414 | 1457.1241
| Residential (non cooking) electricity demand Laos- PJ | 2022 | 2023 | 2024 | 2025 | 2026 | 2027 | 2028 | 2029 | 2030 | 2031 | 2032 | 2033 | 2034 | 2035 | 2036 | 2037 | 2038 | 2039 | 2040 | 2041 | 2042 | 2043 | 2044 | 2045 | 2046 | 2047 | 2048 | 2049 | 2050 | 2051 | 2052 | 2053 | 2054 | 2055
| Urban | ~ | 4.9577 | 5.0758 | 5.2885 | 5.5219 | 5.7635 | 5.9993 | 6.2575 | 6.5246 | 6.816 | 7.102 | 7.3979 | 7.72 | 8.0367 | 8.381 | 8.7372 | 9.1057 | 9.4867 | 9.8807 | 10.2881 | 10.7288 | 11.1647 | 11.6357 | 12.1229 | 12.6267 | 13.1476 | 13.6861 | 14.2428 | 14.8183 | 15.3527 | 15.9064 | 16.48 | 17.0743 | 17.69
| Rural | ~ | 4.3079 | 4.4105 | 4.4632 | 4.5083 | 4.5529 | 4.6052 | 4.6491 | 4.6925 | 4.7268 | 4.7688 | 4.8102 | 4.8416 | 4.8812 | 4.9102 | 4.9379 | 4.9641 | 4.9888 | 5.0118 | 5.0331 | 5.0414 | 5.0587 | 5.0622 | 5.0631 | 5.0611 | 5.0562 | 5.0481 | 5.0368 | 5.0221 | 5.0706 | 5.1173 | 5.1622 | 5.205 | 5.2456
Residential (non cooking) electricity demand Regional- PJ
| Central | 2022 | 2023 | 2024 | 2025 | 2026 | 2027 | 2028 | 2029 | 2030 | 2031 | 2032 | 2033 | 2034 | 2035 | 2036 | 2037 | 2038 | 2039 | 2040 | 2041 | 2042 | 2043 | 2044 | 2045 | 2046 | 2047 | 2048 | 2049 | 2050 | 2051 | 2052 | 2053 | 2054 | 2055
CENELCRUB | Urban | ~ | 3.1693 | 3.2448 | 3.3807 | 3.5299 | 3.6843 | 3.8351 | 4.0002 | 4.1709 | 4.3572 | 4.54 | 4.7292 | 4.9351 | 5.1375 | 5.3577 | 5.5854 | 5.8209 | 6.0644 | 6.3163 | 6.5767 | 6.8585 | 7.1371 | 7.4383 | 7.7497 | 8.0717 | 8.4047 | 8.749 | 9.1049 | 9.4728 | 9.8144 | 10.1683 | 10.535 | 10.9149 | 11.3085
CENELCRUR | Rural | ~ | 1.4998 | 1.5355 | 1.5539 | 1.5695 | 1.5851 | 1.6033 | 1.6186 | 1.6337 | 1.6456 | 1.6603 | 1.6747 | 1.6856 | 1.6994 | 1.7095 | 1.7191 | 1.7283 | 1.7368 | 1.7449 | 1.7523 | 1.7552 | 1.7612 | 1.7624 | 1.7627 | 1.762 | 1.7603 | 1.7575 | 1.7536 | 1.7484 | 1.7653 | 1.7816 | 1.7972 | 1.8121 | 1.8263
Northern
NORELCRUB | Urban | ~ | 1.023 | 1.0474 | 1.0913 | 1.1394 | 1.1893 | 1.2379 | 1.2912 | 1.3463 | 1.4064 | 1.4655 | 1.5265 | 1.593 | 1.6583 | 1.7294 | 1.8029 | 1.8789 | 1.9575 | 2.0388 | 2.1229 | 2.2138 | 2.3038 | 2.401 | 2.5015 | 2.6054 | 2.7129 | 2.824 | 2.9389 | 3.0577 | 3.1679 | 3.2822 | 3.4005 | 3.5232 | 3.6502
NORELCRUR | Rural | ~ | 1.7751 | 1.8174 | 1.8391 | 1.8576 | 1.876 | 1.8976 | 1.9157 | 1.9336 | 1.9477 | 1.965 | 1.982 | 1.995 | 2.0113 | 2.0233 | 2.0347 | 2.0455 | 2.0556 | 2.0651 | 2.0739 | 2.0773 | 2.0844 | 2.0859 | 2.0862 | 2.0854 | 2.0834 | 2.0801 | 2.0754 | 2.0694 | 2.0893 | 2.1086 | 2.1271 | 2.1447 | 2.1615
Southern
SOUELCRUB | Urban | ~ | 0.76546 | 0.78369 | 0.81653 | 0.85257 | 0.88986 | 0.92627 | 0.96614 | 1.0074 | 1.0524 | 1.0965 | 1.1422 | 1.1919 | 1.2408 | 1.294 | 1.349 | 1.4059 | 1.4647 | 1.5255 | 1.5884 | 1.6565 | 1.7238 | 1.7965 | 1.8717 | 1.9495 | 2.0299 | 2.1131 | 2.1991 | 2.2879 | 2.3704 | 2.4559 | 2.5445 | 2.6362 | 2.7313
SOUELCRUR | Rural | ~ | 1.0331 | 1.0577 | 1.0703 | 1.0811 | 1.0918 | 1.1043 | 1.1149 | 1.1253 | 1.1335 | 1.1436 | 1.1535 | 1.161 | 1.1705 | 1.1775 | 1.1841 | 1.1904 | 1.1963 | 1.2018 | 1.207 | 1.2089 | 1.2131 | 1.2139 | 1.2141 | 1.2137 | 1.2125 | 1.2105 | 1.2078 | 1.2043 | 1.2159 | 1.2271 | 1.2379 | 1.2482 | 1.2579
Specified annual demand | Residential Cooking useful energy demand (PJ) | 2022 | 2023 | 2024 | 2025 | 2026 | 2027 | 2028 | 2029 | 2030 | 2031 | 2032 | 2033 | 2034 | 2035 | 2036 | 2037 | 2038 | 2039 | 2040 | 2041 | 2042 | 2043 | 2044 | 2045 | 2046 | 2047 | 2048 | 2049 | 2050 | 2051 | 2052 | 2053 | 2054 | 2055
LAOCOKURB | Urban | ~ | 5.406 | 5.5347 | 5.7667 | 6.0212 | 6.2846 | 6.5417 | 6.8232 | 7.1145 | 7.4322 | 7.7441 | 8.0667 | 8.418 | 8.7633 | 9.1388 | 9.5272 | 9.9289 | 10.3444 | 10.774 | 11.2182 | 11.6988 | 12.1741 | 12.6878 | 13.219 | 13.7683 | 14.3363 | 14.9235 | 15.5306 | 16.1581 | 16.7408 | 17.3445 | 17.97 | 18.618 | 19.2894
LAOCOKRUR | Rural | ~ | 4.6166 | 4.7265 | 4.7829 | 4.8312 | 4.8791 | 4.9351 | 4.9822 | 5.0287 | 5.0654 | 5.1104 | 5.1548 | 5.1884 | 5.2308 | 5.262 | 5.2917 | 5.3197 | 5.3462 | 5.3709 | 5.3937 | 5.4026 | 5.4211 | 5.4249 | 5.4258 | 5.4237 | 5.4184 | 5.4097 | 5.3976 | 5.3819 | 5.4338 | 5.4839 | 5.532 | 5.5779 | 5.6214
Specified Demand Profile
electriicty demand profile | Timeslices | 2022: NOR; 2023: CEN; 2024: SOU
| S11 | 2022: 0.201; 2023: 0.204; 2024: 0.195
| S12 | 2022: 0.073; 2023: 0.075; 2024: 0.081
| S13 | 2022: 0.228; 2023: 0.232; 2024: 0.25
| S14 | 2022: 0.079; 2023: 0.084; 2024: 0.092
| S21 | 2022: 0.148; 2023: 0.143; 2024: 0.126
| S22 | 2022: 0.052; 2023: 0.05; 2024: 0.047
| S23 | 2022: 0.162; 2023: 0.154; 2024: 0.149
| S24 | 2022: 0.057; 2023: 0.058; 2024: 0.059
Cooking Demand profile | Timeslices | 2022: NOR; 2023: CEN; 2024: SOU; 2025: Lao PDR (combined) ELC; 2026: Lao PDR (combined) COK
| S11 | 2022: 0.201; 2023: 0.204; 2024: 0.195; 2025: 0.2; 2026: 0
| S12 | 2022: 0.073; 2023: 0.075; 2024: 0.081; 2025: 0.076333; 2026: 0.143
| S13 | 2022: 0.228; 2023: 0.232; 2024: 0.25; 2025: 0.23667; 2026: 0.30333
| S14 | 2022: 0.079; 2023: 0.084; 2024: 0.092; 2025: 0.085; 2026: 0.15167
| S21 | 2022: 0.148; 2023: 0.143; 2024: 0.126; 2025: 0.139; 2026: 0
| S22 | 2022: 0.052; 2023: 0.05; 2024: 0.047; 2025: 0.049667; 2026: 0.096
| S23 | 2022: 0.162; 2023: 0.154; 2024: 0.149; 2025: 0.155; 2026: 0.20133
| S24 | 2022: 0.057; 2023: 0.058; 2024: 0.059; 2025: 0.058; 2026: 0.10433

## A08 Commercial
Commercial energy consumption (TJ)
IEA 2023
Sector | Coal | LPG | Solid Biomass (Firewood) | Charcoal | Electricity | total
Commercial | 0 | 791.096 | 7864.188 | 3293.345 | 5108.398 | 17057.027
GDP service and commercial sector Projections
Based on CAGR from AEO 8
| 2022 | 2023 | 2024 | 2025 | 2026 | 2027 | 2028 | 2029 | 2030 | 2031 | 2032 | 2033 | 2034 | 2035 | 2036 | 2037 | 2038 | 2039 | 2040 | 2041 | 2042 | 2043 | 2044 | 2045 | 2046 | 2047 | 2048 | 2049 | 2050 | 2051 | 2052 | 2053 | 2054 | 2055
Commercial and service sector GDP (LAK billion) | 38378.402 | 95040.05 | 97225.9711 | 99462.1685 | 101749.7984 | 104090.0437 | 106484.1147 | 108933.2494 | 111438.7141 | 114001.8045 | 116623.846 | 119306.1945 | 122050.237 | 124857.3924 | 127729.1124 | 130666.882 | 133672.2203 | 136746.6814 | 139891.8551 | 143109.3677 | 146400.8832 | 149768.1035 | 153212.7699 | 156736.6636 | 160341.6068 | 164029.4638 | 167802.1415 | 171661.5907 | 175609.8073 | 179648.8329 | 183780.756 | 188007.7134 | 192331.8908 | 196755.5243
Useful Energy demand (TJ) | 2022 | 2023 | 2024 | 2025 | 2026 | 2027 | 2028 | 2029 | 2030 | 2031 | 2032 | 2033 | 2034 | 2035 | 2036 | 2037 | 2038 | 2039 | 2040 | 2041 | 2042 | 2043 | 2044 | 2045 | 2046 | 2047 | 2048 | 2049 | 2050 | 2051 | 2052 | 2053 | 2054 | 2055
LPG | ~ | 522.1234 | 532.7978 | 543.6905 | 554.8059 | 566.1485 | 577.723 | 589.5342 | 601.5868 | 613.8859 | 626.4363 | 639.2434 | 652.3123 | 665.6484 | 679.2571 | 693.1441 | 707.3149 | 721.7755 | 736.5317 | 751.5896 | 766.9554 | 782.6352 | 798.6357 | 814.9633 | 831.6246 | 848.6266 | 865.9762 | 883.6805 | 901.7468 | 920.1824 | 938.9949 | 958.192 | 977.7816 | 997.7717
Firewood (solid biomass) | ~ | 1730.1214 | 1765.4925 | 1801.5868 | 1838.419 | 1876.0043 | 1914.3579 | 1953.4957 | 1993.4336 | 2034.188 | 2075.7756 | 2118.2134 | 2161.5188 | 2205.7096 | 2250.8039 | 2296.82 | 2343.7769 | 2391.6939 | 2440.5904 | 2490.4867 | 2541.403 | 2593.3602 | 2646.3797 | 2700.4832 | 2755.6927 | 2812.031 | 2869.5211 | 2928.1865 | 2988.0513 | 3049.14 | 3111.4776 | 3175.0896 | 3240.0022 | 3306.2418
Charcoal | ~ | 988.0035 | 1008.2026 | 1028.8146 | 1049.848 | 1071.3114 | 1093.2137 | 1115.5637 | 1138.3706 | 1161.6438 | 1185.3929 | 1209.6274 | 1234.3574 | 1259.593 | 1285.3446 | 1311.6226 | 1338.4378 | 1365.8013 | 1393.7241 | 1422.2179 | 1451.2942 | 1480.9649 | 1511.2422 | 1542.1385 | 1573.6665 | 1605.8391 | 1638.6694 | 1672.1708 | 1706.3572 | 1741.2426 | 1776.8411 | 1813.1674 | 1850.2364 | 1888.0632
Final useful Electricity Demand (TJ) | 2022 | 2023 | 2024 | 2025 | 2026 | 2027 | 2028 | 2029 | 2030 | 2031 | 2032 | 2033 | 2034 | 2035 | 2036 | 2037 | 2038 | 2039 | 2040 | 2041 | 2042 | 2043 | 2044 | 2045 | 2046 | 2047 | 2048 | 2049 | 2050 | 2051 | 2052 | 2053 | 2054 | 2055
Electricity Demand | ~ | 5108.398 | 5160.5849 | 5213.305 | 5266.5636 | 5320.3664 | 5374.7188 | 5429.6264 | 5485.095 | 5541.1302 | 5597.7379 | 5654.9239 | 5712.6941 | 5771.0544 | 5830.011 | 5889.5699 | 5949.7372 | 6010.5191 | 6071.9221 | 6133.9523 | 6196.6162 | 6259.9202 | 6323.871 | 6388.4751 | 6453.7392 | 6519.67 | 6586.2744 | 6653.5591 | 6721.5313 | 6790.1979 | 6859.5659 | 6929.6426 | 7000.4352 | 7071.951
Useful Energy demand (PJ) | 2022 | 2023 | 2024 | 2025 | 2026 | 2027 | 2028 | 2029 | 2030 | 2031 | 2032 | 2033 | 2034 | 2035 | 2036 | 2037 | 2038 | 2039 | 2040 | 2041 | 2042 | 2043 | 2044 | 2045 | 2046 | 2047 | 2048 | 2049 | 2050 | 2051 | 2052 | 2053 | 2054 | 2055
LPG | ~ | 0.52212 | 0.5328 | 0.54369 | 0.55481 | 0.56615 | 0.57772 | 0.58953 | 0.60159 | 0.61389 | 0.62644 | 0.63924 | 0.65231 | 0.66565 | 0.67926 | 0.69314 | 0.70731 | 0.72178 | 0.73653 | 0.75159 | 0.76696 | 0.78264 | 0.79864 | 0.81496 | 0.83162 | 0.84863 | 0.86598 | 0.88368 | 0.90175 | 0.92018 | 0.93899 | 0.95819 | 0.97778 | 0.99777
Firewood (solid biomass) | ~ | 1.7301 | 1.7655 | 1.8016 | 1.8384 | 1.876 | 1.9144 | 1.9535 | 1.9934 | 2.0342 | 2.0758 | 2.1182 | 2.1615 | 2.2057 | 2.2508 | 2.2968 | 2.3438 | 2.3917 | 2.4406 | 2.4905 | 2.5414 | 2.5934 | 2.6464 | 2.7005 | 2.7557 | 2.812 | 2.8695 | 2.9282 | 2.9881 | 3.0491 | 3.1115 | 3.1751 | 3.24 | 3.3062
Charcoal | ~ | 0.988 | 1.0082 | 1.0288 | 1.0498 | 1.0713 | 1.0932 | 1.1156 | 1.1384 | 1.1616 | 1.1854 | 1.2096 | 1.2344 | 1.2596 | 1.2853 | 1.3116 | 1.3384 | 1.3658 | 1.3937 | 1.4222 | 1.4513 | 1.481 | 1.5112 | 1.5421 | 1.5737 | 1.6058 | 1.6387 | 1.6722 | 1.7064 | 1.7412 | 1.7768 | 1.8132 | 1.8502 | 1.8881
Final useful Electricity Demand (PJ) | 2022 | 2023 | 2024 | 2025 | 2026 | 2027 | 2028 | 2029 | 2030 | 2031 | 2032 | 2033 | 2034 | 2035 | 2036 | 2037 | 2038 | 2039 | 2040 | 2041 | 2042 | 2043 | 2044 | 2045 | 2046 | 2047 | 2048 | 2049 | 2050 | 2051 | 2052 | 2053 | 2054 | 2055
Electricity Demand-Non cooking | ~ | 5.1084 | 5.1606 | 5.2133 | 5.2666 | 5.3204 | 5.3747 | 5.4296 | 5.4851 | 5.5411 | 5.5977 | 5.6549 | 5.7127 | 5.7711 | 5.83 | 5.8896 | 5.9497 | 6.0105 | 6.0719 | 6.134 | 6.1966 | 6.2599 | 6.3239 | 6.3885 | 6.4537 | 6.5197 | 6.5863 | 6.6536 | 6.7215 | 6.7902 | 6.8596 | 6.9296 | 7.0004 | 7.072
| 2022 | 2023 | 2024 | 2025 | 2026 | 2027 | 2028 | 2029 | 2030 | 2031 | 2032 | 2033 | 2034 | 2035 | 2036 | 2037 | 2038 | 2039 | 2040 | 2041 | 2042 | 2043 | 2044 | 2045 | 2046 | 2047 | 2048 | 2049 | 2050 | 2051 | 2052 | 2053 | 2054 | 2055
Final useful cooking demand in the commercial sector (PJ) | ~ | 3.2402 | 3.3065 | 3.3741 | 3.4431 | 3.5135 | 3.5853 | 3.6586 | 3.7334 | 3.8097 | 3.8876 | 3.9671 | 4.0482 | 4.131 | 4.2154 | 4.3016 | 4.3895 | 4.4793 | 4.5708 | 4.6643 | 4.7597 | 4.857 | 4.9563 | 5.0576 | 5.161 | 5.2665 | 5.3742 | 5.484 | 5.5962 | 5.7106 | 5.8273 | 5.9464 | 6.068 | 6.1921
Other electriicty demand in the commercial sector (PJ) | ~ | 5.1084 | 5.1606 | 5.2133 | 5.2666 | 5.3204 | 5.3747 | 5.4296 | 5.4851 | 5.5411 | 5.5977 | 5.6549 | 5.7127 | 5.7711 | 5.83 | 5.8896 | 5.9497 | 6.0105 | 6.0719 | 6.134 | 6.1966 | 6.2599 | 6.3239 | 6.3885 | 6.4537 | 6.5197 | 6.5863 | 6.6536 | 6.7215 | 6.7902 | 6.8596 | 6.9296 | 7.0004 | 7.072
| 2022 | 2023 | 2024 | 2025 | 2026 | 2027 | 2028 | 2029 | 2030 | 2031 | 2032 | 2033 | 2034 | 2035 | 2036 | 2037 | 2038 | 2039 | 2040 | 2041 | 2042 | 2043 | 2044 | 2045 | 2046 | 2047 | 2048 | 2049 | 2050 | 2051 | 2052 | 2053 | 2054 | 2055
Electricity Demand Northern (NORELCCOM) | ~ | 1.0998 | 1.111 | 1.1224 | 1.1338 | 1.1454 | 1.1571 | 1.169 | 1.1809 | 1.193 | 1.2051 | 1.2175 | 1.2299 | 1.2425 | 1.2552 | 1.268 | 1.2809 | 1.294 | 1.3072 | 1.3206 | 1.3341 | 1.3477 | 1.3615 | 1.3754 | 1.3894 | 1.4036 | 1.418 | 1.4325 | 1.4471 | 1.4619 | 1.4768 | 1.4919 | 1.5071 | 1.5225
Electricity Demand Central (CENELCCOM) | ~ | 3.5124 | 3.5483 | 3.5845 | 3.6212 | 3.6581 | 3.6955 | 3.7333 | 3.7714 | 3.8099 | 3.8489 | 3.8882 | 3.9279 | 3.968 | 4.0086 | 4.0495 | 4.0909 | 4.1327 | 4.1749 | 4.2175 | 4.2606 | 4.3042 | 4.3481 | 4.3925 | 4.4374 | 4.4828 | 4.5285 | 4.5748 | 4.6215 | 4.6688 | 4.7165 | 4.7646 | 4.8133 | 4.8625
Electricity Demand Southern (SOUELCCOM) | ~ | 0.4962 | 0.50127 | 0.50639 | 0.51157 | 0.51679 | 0.52207 | 0.5274 | 0.53279 | 0.53824 | 0.54373 | 0.54929 | 0.5549 | 0.56057 | 0.5663 | 0.57208 | 0.57793 | 0.58383 | 0.58979 | 0.59582 | 0.60191 | 0.60806 | 0.61427 | 0.62054 | 0.62688 | 0.63329 | 0.63976 | 0.64629 | 0.65289 | 0.65956 | 0.6663 | 0.67311 | 0.67998 | 0.68693

## A09 Industrial
Industrial energy consumption (TJ)
IEA 2023 | Non -Crypto
Sector | Coal | Diesel | Solid Biomass (Firewood) | Electricity | total
Industrial | 14946.67 | 2534.961 | 11316.565 | 13170.2454 | 41968.4414
Efficiencies of boilers for heat nad motor drives | 40% | 40% | 25% | 100% |  |  | Source: Efficiency derived from Kenya and Zambia CCG WESM modelling work
Efficiencies of boilers for heat nad motor drives | 82% | 86% | 82% | 100% |  |  | Source: EU referewnce scenario for 2020
GDP Industrial sector Projections
Based on CAGR from AEO 8
| 2022 | 2023 | 2024 | 2025 | 2026 | 2027 | 2028 | 2029 | 2030 | 2031 | 2032 | 2033 | 2034 | 2035 | 2036 | 2037 | 2038 | 2039 | 2040 | 2041 | 2042 | 2043 | 2044 | 2045 | 2046 | 2047 | 2048 | 2049 | 2050 | 2051 | 2052 | 2053 | 2054 | 2055
Industrial sector GDP (LAK billion) | 73307.06 | 85217.475 | 90841.8284 | 96837.389 | 103228.6567 | 110041.748 | 117304.5034 | 125046.6006 | 133299.6763 | 142097.4549 | 151475.8869 | 161473.2955 | 172130.533 | 183491.1481 | 195601.5639 | 208511.2671 | 222273.0108 | 236943.0295 | 252581.2694 | 269251.6332 | 287022.241 | 305965.7089 | 326159.4457 | 347685.9691 | 370633.2431 | 395095.0371 | 421171.3096 | 448968.616 | 478600.5447 | 510188.1806 | 543860.6005 | 579755.4002 | 618019.2566 | 658808.5275
Useful Energy demand (TJ) | 2022 | 2023 | 2024 | 2025 | 2026 | 2027 | 2028 | 2029 | 2030 | 2031 | 2032 | 2033 | 2034 | 2035 | 2036 | 2037 | 2038 | 2039 | 2040 | 2041 | 2042 | 2043 | 2044 | 2045 | 2046 | 2047 | 2048 | 2049 | 2050 | 2051 | 2052 | 2053 | 2054 | 2055
Coal | ~ | 12256.2694 | 12973.651 | 13733.0222 | 14536.8408 | 15387.7084 | 16288.3787 | 17241.767 | 18250.9588 | 19319.2203 | 20450.0092 | 21646.9852 | 22914.0224 | 24255.2215 | 25674.9234 | 27177.7231 | 28768.4843 | 30452.3557 | 32234.787 | 34121.5474 | 36118.7432 | 38232.8385 | 40470.6756 | 42839.4973 | 45346.9705 | 48001.2106 | 50810.8082 | 53784.8566 | 56932.9814 | 60265.3717 | 63792.8128 | 67526.7213 | 71479.1823 | 75662.988
Diesel | ~ | 2180.0665 | 2307.6697 | 2442.7418 | 2585.7199 | 2737.0667 | 2897.2722 | 3066.8547 | 3246.3633 | 3436.3788 | 3637.5163 | 3850.4267 | 4075.7991 | 4314.363 | 4566.8904 | 4834.1988 | 5117.1532 | 5416.6694 | 5733.7168 | 6069.3216 | 6424.57 | 6800.6117 | 7198.6638 | 7620.0146 | 8066.0278 | 8538.147 | 9037.9001 | 9566.9047 | 10126.873 | 10719.6171 | 11347.0557 | 12011.2194 | 12714.2577 | 13458.4462
Firewood (solid biomass) | ~ | 9279.5833 | 9822.7341 | 10397.6764 | 11006.2712 | 11650.4882 | 12332.4123 | 13054.2507 | 13818.3395 | 14627.1519 | 15483.3055 | 16389.5714 | 17348.8826 | 18364.3441 | 19439.2423 | 20577.0563 | 21781.4685 | 23056.3772 | 24405.9087 | 25834.4306 | 27346.5665 | 28947.2104 | 30641.5429 | 32435.0478 | 34333.5298 | 36343.1333 | 38470.3625 | 40722.1024 | 43105.6406 | 45628.6916 | 48299.4213 | 51126.4737 | 54118.9986 | 57286.6814
Electricity Demand-Motor Drives(assuming 100% efficiency) | ~ | 13170.2454 | 13941.1237 | 14757.1228 | 15620.8839 | 16535.2024 | 17503.0377 | 18527.5221 | 19611.9715 | 20759.8956 | 21975.0098 | 23261.2468 | 24622.7696 | 26063.9848 | 27589.5569 | 29204.4235 | 30913.8112 | 32723.2524 | 34638.6035 | 36666.0635 | 38812.1945 | 41083.9423 | 43488.6597 | 46034.1295 | 48728.5903 | 51580.7627 | 54599.8779 | 57795.7074 | 61178.5946 | 64759.4883 | 68549.9781 | 72562.3322 | 76809.5366 | 81305.3375
Useful Energy demand (PJ) | 2022 | 2023 | 2024 | 2025 | 2026 | 2027 | 2028 | 2029 | 2030 | 2031 | 2032 | 2033 | 2034 | 2035 | 2036 | 2037 | 2038 | 2039 | 2040 | 2041 | 2042 | 2043 | 2044 | 2045 | 2046 | 2047 | 2048 | 2049 | 2050 | 2051 | 2052 | 2053 | 2054 | 2055
Coal | ~ | 12.2563 | 12.9737 | 13.733 | 14.5368 | 15.3877 | 16.2884 | 17.2418 | 18.251 | 19.3192 | 20.45 | 21.647 | 22.914 | 24.2552 | 25.6749 | 27.1777 | 28.7685 | 30.4524 | 32.2348 | 34.1215 | 36.1187 | 38.2328 | 40.4707 | 42.8395 | 45.347 | 48.0012 | 50.8108 | 53.7849 | 56.933 | 60.2654 | 63.7928 | 67.5267 | 71.4792 | 75.663
Diesel | ~ | 2.1801 | 2.3077 | 2.4427 | 2.5857 | 2.7371 | 2.8973 | 3.0669 | 3.2464 | 3.4364 | 3.6375 | 3.8504 | 4.0758 | 4.3144 | 4.5669 | 4.8342 | 5.1172 | 5.4167 | 5.7337 | 6.0693 | 6.4246 | 6.8006 | 7.1987 | 7.62 | 8.066 | 8.5381 | 9.0379 | 9.5669 | 10.1269 | 10.7196 | 11.3471 | 12.0112 | 12.7143 | 13.4584
Firewood (solid biomass) | ~ | 9.2796 | 9.8227 | 10.3977 | 11.0063 | 11.6505 | 12.3324 | 13.0543 | 13.8183 | 14.6272 | 15.4833 | 16.3896 | 17.3489 | 18.3643 | 19.4392 | 20.5771 | 21.7815 | 23.0564 | 24.4059 | 25.8344 | 27.3466 | 28.9472 | 30.6415 | 32.435 | 34.3335 | 36.3431 | 38.4704 | 40.7221 | 43.1056 | 45.6287 | 48.2994 | 51.1265 | 54.119 | 57.2867
Electricity Demand (assuming 100% efficiency)-from Industries | ~ | 13.1702 | 13.9411 | 14.7571 | 15.6209 | 16.5352 | 17.503 | 18.5275 | 19.612 | 20.7599 | 21.975 | 23.2612 | 24.6228 | 26.064 | 27.5896 | 29.2044 | 30.9138 | 32.7233 | 34.6386 | 36.6661 | 38.8122 | 41.0839 | 43.4887 | 46.0341 | 48.7286 | 51.5808 | 54.5999 | 57.7957 | 61.1786 | 64.7595 | 68.55 | 72.5623 | 76.8095 | 81.3053
Electricity Demand (assuming 100% efficiency)-from Agriculture | ~ | 0.79164 | 0.79935 | 0.80713 | 0.81498 | 0.82292 | 0.83093 | 0.83902 | 0.84718 | 0.85543 | 0.86376 | 0.87216 | 0.88065 | 0.88923 | 0.89788 | 0.90662 | 0.91545 | 0.92436 | 0.93336 | 0.94244 | 0.95162 | 0.96088 | 0.97023 | 0.97968 | 0.98921 | 0.99884 | 1.0086 | 1.0184 | 1.0283 | 1.0383 | 1.0484 | 1.0586 | 1.0689 | 1.0793
Useful Energy demand (PJ) | 2022 | 2023 | 2024 | 2025 | 2026 | 2027 | 2028 | 2029 | 2030 | 2031 | 2032 | 2033 | 2034 | 2035 | 2036 | 2037 | 2038 | 2039 | 2040 | 2041 | 2042 | 2043 | 2044 | 2045 | 2046 | 2047 | 2048 | 2049 | 2050 | 2051 | 2052 | 2053 | 2054 | 2055
Heat | ~ | 23.7159 | 25.1041 | 26.5734 | 28.1288 | 29.7753 | 31.5181 | 33.3629 | 35.3157 | 37.3828 | 39.5708 | 41.887 | 44.3387 | 46.9339 | 49.6811 | 52.589 | 55.6671 | 58.9254 | 62.3744 | 66.0253 | 69.8899 | 73.9807 | 78.3109 | 82.8946 | 87.7465 | 92.8825 | 98.3191 | 104.0739 | 110.1655 | 116.6137 | 123.4393 | 130.6644 | 138.3124 | 146.4081
Industrial Electricity Demand Lao PDR | ~ | 13.9619 | 14.7405 | 15.5642 | 16.4359 | 17.3581 | 18.334 | 19.3665 | 20.4592 | 21.6153 | 22.8388 | 24.1334 | 25.5034 | 26.9532 | 28.4874 | 30.111 | 31.8293 | 33.6476 | 35.572 | 37.6085 | 39.7638 | 42.0448 | 44.4589 | 47.0138 | 49.7178 | 52.5796 | 55.6084 | 58.8141 | 62.2069 | 65.7978 | 69.5984 | 73.621 | 77.8785 | 82.3847
Industrial Electricity Demand Northern (NORELCIND) | ~ | 2.8522 | 3.0112 | 3.1795 | 3.3576 | 3.546 | 3.7453 | 3.9563 | 4.1795 | 4.4157 | 4.6656 | 4.9301 | 5.2099 | 5.5061 | 5.8195 | 6.1512 | 6.5022 | 6.8737 | 7.2668 | 7.6828 | 8.1231 | 8.5891 | 9.0822 | 9.6041 | 10.1565 | 10.7412 | 11.3599 | 12.0148 | 12.7078 | 13.4414 | 14.2178 | 15.0396 | 15.9093 | 16.8298
Industrial Electricity Demand Central (CENELCIND) | ~ | 10.2282 | 10.7986 | 11.4021 | 12.0406 | 12.7163 | 13.4311 | 14.1876 | 14.988 | 15.835 | 16.7313 | 17.6797 | 18.6834 | 19.7455 | 20.8694 | 22.0588 | 23.3176 | 24.6497 | 26.0594 | 27.5513 | 29.1303 | 30.8013 | 32.5698 | 34.4415 | 36.4224 | 38.5189 | 40.7378 | 43.0862 | 45.5717 | 48.2023 | 50.9866 | 53.9334 | 57.0524 | 60.3536
Industrial Electricity Demand Southern (SOUELCIND) | ~ | 0.88146 | 0.93062 | 0.98263 | 1.0377 | 1.0959 | 1.1575 | 1.2227 | 1.2917 | 1.3647 | 1.4419 | 1.5236 | 1.6101 | 1.7017 | 1.7985 | 1.901 | 2.0095 | 2.1243 | 2.2458 | 2.3744 | 2.5104 | 2.6544 | 2.8068 | 2.9681 | 3.1389 | 3.3195 | 3.5108 | 3.7131 | 3.9273 | 4.154 | 4.394 | 4.648 | 4.9167 | 5.2012
Industrial Boiler costs (Source EU reference scenario 2020)
| Overnight Investment Costs in a greenfield site, excluding financial costs during construction time |  |  |  | Fixed Operation and Maintenance costs, annually |  |  |  | Variable non fuel cost |  |  |  | Electrical Efficiency (net) in optimal load operation |  |  |  | Self Consumption of electricity |  |  |  | Technical lifetime
| EUR/kW |  |  |  | EUR/kW |  |  |  | EUR/MWh |  |  |  | ratio |  |  |  | % |  |  |  | Years
| 2020 | 2030 | 2040 | 2050 | 2020 | 2030 | 2040 | 2050 | 2020 | 2030 | 2040 | 2050 | 2020 | 2030 | 2040 | 2050 | 2020 | 2030 | 2040 | 2050
Industrial boilers coal | 340.3093 | 372.7197 | 372.7197 | 372.7197 | 1.3269 | 1.3269 | 1.3269 | 1.3269 | 1.4144 | 1.4144 | 1.4144 | 1.4144 | 0.82468 | 0.92 | 0.92 | 0.92 |  |  |  |  | 25
Industrial boilers lignite | 406.0509 | 444.7224 | 444.7224 | 444.7224 | 1.4174 | 1.4174 | 1.4174 | 1.4174 | 1.5691 | 1.5691 | 1.5691 | 1.5691 | 0.79478 | 0.92 | 0.92 | 0.92 |  |  |  |  | 25
Industrial boilers gas | 113.5518 | 124.3663 | 124.3663 | 124.3663 | 1.2063 | 1.2063 | 1.2063 | 1.2063 | 0.442 | 0.442 | 0.442 | 0.442 | 0.89407 | 0.98 | 0.98 | 0.98 |  |  |  |  | 25
Industrial boilers fuel oil | 221.5428 | 242.6421 | 242.6421 | 242.6421 | 1.2726 | 1.2726 | 1.2726 | 1.2726 | 0.5304 | 0.5304 | 0.5304 | 0.5304 | 0.86016 | 0.96 | 0.96 | 0.96 |  |  |  |  | 20
Industrial boilers biomass | 736.8072 | 806.9793 | 806.9793 | 806.9793 | 1.3269 | 1.3269 | 1.3269 | 1.3269 | 1.4144 | 1.4144 | 1.4144 | 1.4144 | 0.81655 | 0.9 | 0.9 | 0.9 |  |  |  |  | 25
Boilers electricity | 679 | 658.7 | 654.35 | 650 | 10 | 10 | 10 | 10 | 0.7 | 0.7 | 0.7 | 0.7 | 1 | 1 | 1 | 1 |  |  |  |  | 25
CCS only attachment for Coal boilers | 1800 | 1640 | 1550 | 1450 | 36.08 | 32.48 | 29.08 | 28.08 | 2.3014 | 2.1191 | 0.63386 | 0.43628 | 0 | 0 | 0 | 0 | 0 | 0 | 0 | 0 | 40
CCS only attachment for Biomass boilers | 2050 | 1875 | 1605 | 1505 | 34 | 29 | 23.8 | 23 | 2.4332 | 2.3528 | 2.2613 | 2.2418 | 0 | 0 | 0 | 0 | 0 | 0 | 0 | 0 | 40
H2 Boilers | 130.5846 | 143.0212 | 143.0212 | 143.0212 | 1.3872 | 1.3872 | 1.3872 | 1.3872 | 0.5083 | 0.5083 | 0.5083 | 0.5083 | 0 | 0 | 0 | 0 | 0 | 0 | 0 | 0 | 25
COSTS IN EURO | Capital costs with IDC. Assuming 1 year and 10% interest rate similar to Discount rate
Industrial boilers coal | 374.3402 | 409.9917 | 409.9917 | 409.9917 | 1.3269 | 1.3269 | 1.3269 | 1.3269 | 1.4144 | 1.4144 | 1.4144 | 1.4144 | 0.82468 | 0.92 | 0.92 | 0.92 | 0 | 0 | 0 | 0 | 25
Industrial boilers lignite | 446.656 | 489.1946 | 489.1946 | 489.1946 | 1.4174 | 1.4174 | 1.4174 | 1.4174 | 1.5691 | 1.5691 | 1.5691 | 1.5691 | 0.79478 | 0.92 | 0.92 | 0.92 | 0 | 0 | 0 | 0 | 25
Industrial boilers gas | 124.907 | 136.8029 | 136.8029 | 136.8029 | 1.2063 | 1.2063 | 1.2063 | 1.2063 | 0.442 | 0.442 | 0.442 | 0.442 | 0.89407 | 0.98 | 0.98 | 0.98 | 0 | 0 | 0 | 0 | 25
Industrial boilers fuel oil | 243.6971 | 266.9063 | 266.9063 | 266.9063 | 1.2726 | 1.2726 | 1.2726 | 1.2726 | 0.5304 | 0.5304 | 0.5304 | 0.5304 | 0.86016 | 0.96 | 0.96 | 0.96 | 0 | 0 | 0 | 0 | 20
Industrial boilers biomass | 810.4879 | 887.6772 | 887.6772 | 887.6772 | 1.3269 | 1.3269 | 1.3269 | 1.3269 | 1.4144 | 1.4144 | 1.4144 | 1.4144 | 0.81655 | 0.9 | 0.9 | 0.9 | 0 | 0 | 0 | 0 | 25
Boilers electricity | 746.9 | 724.57 | 719.785 | 715 | 10 | 10 | 10 | 10 | 0.7 | 0.7 | 0.7 | 0.7 | 1 | 1 | 1 | 1 | 0 | 0 | 0 | 0 | 25
CCS only attachment for Coal boilers | 2354.3402 | 2213.9917 | 2114.9917 | 2004.9917 | 41.1476 | 37.1876 | 33.4476 | 32.3476 | 4.0874 | 3.8868 | 2.2531 | 2.0357 | 0 | 0 | 0 | 0 | 0 | 0 | 0 | 0 | 40
CCS only attachment for Biomass boilers | 2701.656 | 2551.6946 | 2254.6946 | 2144.6946 | 38.9591 | 33.4591 | 27.7391 | 26.8591 | 4.4025 | 4.3141 | 4.2134 | 4.192 | 0 | 0 | 0 | 0 | 0 | 0 | 0 | 0 | 40
H2 Boilers | 143.6431 | 157.3234 | 157.3234 | 157.3234 | 1.5259 | 1.5259 | 1.5259 | 1.5259 | 0.55913 | 0.55913 | 0.55913 | 0.55913 | 0 | 0 | 0 | 0 | 0 | 0 | 0 | 0 | 25
COSTS IN USD ( 2023 USD is 1.35 times 2020 Euro) | Capital costs with IDC. Assuming 1 year and 10% interest rate similar to Discount rate
Industrial boilers coal | 505.3593 | 553.4888 | 553.4888 | 553.4888 | 1.7913 | 1.7913 | 1.7913 | 1.7913 | 1.9094 | 1.9094 | 1.9094 | 1.9094 | 0.82468 | 0.92 | 0.92 | 0.92 | 0 | 0 | 0 | 0 | 25
Industrial boilers lignite | 602.9855 | 660.4127 | 660.4127 | 660.4127 | 1.9135 | 1.9135 | 1.9135 | 1.9135 | 2.1183 | 2.1183 | 2.1183 | 2.1183 | 0.79478 | 0.92 | 0.92 | 0.92 | 0 | 0 | 0 | 0 | 25
Industrial boilers gas | 168.6245 | 184.684 | 184.684 | 184.684 | 1.6285 | 1.6285 | 1.6285 | 1.6285 | 0.5967 | 0.5967 | 0.5967 | 0.5967 | 0.89407 | 0.98 | 0.98 | 0.98 | 0 | 0 | 0 | 0 | 25
Industrial boilers fuel oil | 328.9911 | 360.3235 | 360.3235 | 360.3235 | 1.718 | 1.718 | 1.718 | 1.718 | 0.71604 | 0.71604 | 0.71604 | 0.71604 | 0.86016 | 0.96 | 0.96 | 0.96 | 0 | 0 | 0 | 0 | 20
Industrial boilers biomass | 1094.1587 | 1198.3643 | 1198.3643 | 1198.3643 | 1.7913 | 1.7913 | 1.7913 | 1.7913 | 1.9094 | 1.9094 | 1.9094 | 1.9094 | 0.81655 | 0.9 | 0.9 | 0.9 | 0 | 0 | 0 | 0 | 25
Boilers electricity | 1008.315 | 978.1695 | 971.7098 | 965.25 | 13.5 | 13.5 | 13.5 | 13.5 | 0.945 | 0.945 | 0.945 | 0.945 | 1 | 1 | 1 | 1 | 0 | 0 | 0 | 0 | 25
Coal +CCS boilers | 3178.3593 | 2988.8888 | 2855.2388 | 2706.7388 | 55.5493 | 50.2033 | 45.1543 | 43.6693 | 5.518 | 5.2472 | 3.0417 | 2.7483 | 0.82468 | 0.92 | 0.92 | 0.92
Biomass + CCS boilers | 3647.2355 | 3444.7877 | 3043.8377 | 2895.3377 | 52.5948 | 45.1698 | 37.4478 | 36.2598 | 5.9434 | 5.824 | 5.6881 | 5.6592 | 0.81655 | 0.9 | 0.9 | 0.9
H2 Boilers | 193.9182 | 212.3866 | 212.3866 | 212.3866 | 2.06 | 2.06 | 2.06 | 2.06 | 0.75483 | 0.75483 | 0.75483 | 0.75483 | 0.89407 | 0.98 | 0.98 | 0.98
Input Activity Ratio | 2023 | 2024 | 2025 | 2026 | 2027 | 2028 | 2029 | 2030 | 2031 | 2032 | 2033 | 2034 | 2035 | 2036 | 2037 | 2038 | 2039 | 2040 | 2041 | 2042 | 2043 | 2044 | 2045 | 2046 | 2047 | 2048 | 2049 | 2050 | 2051 | 2052 | 2053 | 2054 | 2055
Industrial boilers coal | 1.2126 | 1.2126 | 1.2126 | 1.2126 | 1.2126 | 1.2126 | 1.2126 | 1.087 | 1.087 | 1.087 | 1.087 | 1.087 | 1.087 | 1.087 | 1.087 | 1.087 | 1.087 | 1.087 | 1.087 | 1.087 | 1.087 | 1.087 | 1.087 | 1.087 | 1.087 | 1.087 | 1.087 | 1.087 | 1.087 | 1.087 | 1.087 | 1.087 | 1.087
Industrial boilers fuel oil | 1.1626 | 1.1626 | 1.1626 | 1.1626 | 1.1626 | 1.1626 | 1.1626 | 1.0417 | 1.0417 | 1.0417 | 1.0417 | 1.0417 | 1.0417 | 1.0417 | 1.0417 | 1.0417 | 1.0417 | 1.0417 | 1.0417 | 1.0417 | 1.0417 | 1.0417 | 1.0417 | 1.0417 | 1.0417 | 1.0417 | 1.0417 | 1.0417 | 1.0417 | 1.0417 | 1.0417 | 1.0417 | 1.0417
Industrial boilers biomass | 1.2247 | 1.2247 | 1.2247 | 1.2247 | 1.2247 | 1.2247 | 1.2247 | 1.1111 | 1.1111 | 1.1111 | 1.1111 | 1.1111 | 1.1111 | 1.1111 | 1.1111 | 1.1111 | 1.1111 | 1.1111 | 1.1111 | 1.1111 | 1.1111 | 1.1111 | 1.1111 | 1.1111 | 1.1111 | 1.1111 | 1.1111 | 1.1111 | 1.1111 | 1.1111 | 1.1111 | 1.1111 | 1.1111
Boilers electricity | 1 | 1 | 1 | 1 | 1 | 1 | 1 | 1 | 1 | 1 | 1 | 1 | 1 | 1 | 1 | 1 | 1 | 1 | 1 | 1 | 1 | 1 | 1 | 1 | 1 | 1 | 1 | 1 | 1 | 1 | 1 | 1 | 1
Coal +CCS boilers | 1.2126 | 1.2126 | 1.2126 | 1.2126 | 1.2126 | 1.2126 | 1.2126 | 1.087 | 1.087 | 1.087 | 1.087 | 1.087 | 1.087 | 1.087 | 1.087 | 1.087 | 1.087 | 1.087 | 1.087 | 1.087 | 1.087 | 1.087 | 1.087 | 1.087 | 1.087 | 1.087 | 1.087 | 1.087 | 1.087 | 1.087 | 1.087 | 1.087 | 1.087
Biomass + CCS boilers | 1.2247 | 1.2247 | 1.2247 | 1.2247 | 1.2247 | 1.2247 | 1.2247 | 1.1111 | 1.1111 | 1.1111 | 1.1111 | 1.1111 | 1.1111 | 1.1111 | 1.1111 | 1.1111 | 1.1111 | 1.1111 | 1.1111 | 1.1111 | 1.1111 | 1.1111 | 1.1111 | 1.1111 | 1.1111 | 1.1111 | 1.1111 | 1.1111 | 1.1111 | 1.1111 | 1.1111 | 1.1111 | 1.1111
H2 Boilers | 1.1185 | 1.1185 | 1.1185 | 1.1185 | 1.1185 | 1.1185 | 1.1185 | 1.0204 | 1.0204 | 1.0204 | 1.0204 | 1.0204 | 1.0204 | 1.0204 | 1.0204 | 1.0204 | 1.0204 | 1.0204 | 1.0204 | 1.0204 | 1.0204 | 1.0204 | 1.0204 | 1.0204 | 1.0204 | 1.0204 | 1.0204 | 1.0204 | 1.0204 | 1.0204 | 1.0204 | 1.0204 | 1.0204
OAR is one for all boilers
Source for markup for Natural gas boilers to use H2
#VALUE!

## A10 Agricultural
Agricultural Energy consumption (TJ) | NOTE: Agri demand has been added to the industrial sector
IEA 2023
Sector | Electricity | total
Agriculture | 791.64 | 791.64
Efficiencies | 100% | [5 empty] | Source: Efficiency derived from Kenya and Zambia CCG WESM modelling work
GDP agricultural sewctor projections
Based on CAGR from AEO 8
| 2022 | 2023 | 2024 | 2025 | 2026 | 2027 | 2028 | 2029 | 2030 | 2031 | 2032 | 2033 | 2034 | 2035 | 2036 | 2037 | 2038 | 2039 | 2040 | 2041 | 2042 | 2043 | 2044 | 2045 | 2046 | 2047 | 2048 | 2049 | 2050 | 2051 | 2052 | 2053 | 2054 | 2055
Industrial sector GDP (LAK billion) | ~ | 55749.75 | 56474.4967 | 57208.6652 | 57952.3779 | 58705.7588 | 59468.9336 | 60242.0298 | 61025.1762 | 61818.5034 | 62622.144 | 63436.2319 | 64260.9029 | 65096.2946 | 65942.5464 | 66799.7995 | 67668.1969 | 68547.8835 | 69439.006 | 70341.7131 | 71256.1553 | 72182.4854 | 73120.8577 | 74071.4288 | 75034.3574 | 76009.804 | 76997.9315 | 77998.9046 | 79012.8904 | 80040.0579 | 81080.5787 | 82134.6262 | 83202.3763 | 84284.0072
Useful Energy demand (TJ) primary for irrigation pumping | 2022 | 2023 | 2024 | 2025 | 2026 | 2027 | 2028 | 2029 | 2030 | 2031 | 2032 | 2033 | 2034 | 2035 | 2036 | 2037 | 2038 | 2039 | 2040 | 2041 | 2042 | 2043 | 2044 | 2045 | 2046 | 2047 | 2048 | 2049 | 2050 | 2051 | 2052 | 2053 | 2054 | 2055
Electricity | ~ | 791.64 | 799.346 | 807.127 | 814.9838 | 822.9171 | 830.9275 | 839.016 | 847.1832 | 855.4299 | 863.7568 | 872.1648 | 880.6547 | 889.2272 | 897.8832 | 906.6234 | 915.4487 | 924.3599 | 933.3578 | 942.4433 | 951.6173 | 960.8806 | 970.234 | 979.6785 | 989.2149 | 998.8442 | 1008.5672 | 1018.3848 | 1028.298 | 1038.3077 | 1048.4149 | 1058.6204 | 1068.9252 | 1079.3304
Useful Energy demand (PJ) primary for irrigation pumping | 2022 | 2023 | 2024 | 2025 | 2026 | 2027 | 2028 | 2029 | 2030 | 2031 | 2032 | 2033 | 2034 | 2035 | 2036 | 2037 | 2038 | 2039 | 2040 | 2041 | 2042 | 2043 | 2044 | 2045 | 2046 | 2047 | 2048 | 2049 | 2050 | 2051 | 2052 | 2053 | 2054 | 2055
Electricity | ~ | 0.79164 | 0.79935 | 0.80713 | 0.81498 | 0.82292 | 0.83093 | 0.83902 | 0.84718 | 0.85543 | 0.86376 | 0.87216 | 0.88065 | 0.88923 | 0.89788 | 0.90662 | 0.91545 | 0.92436 | 0.93336 | 0.94244 | 0.95162 | 0.96088 | 0.97023 | 0.97968 | 0.98921 | 0.99884 | 1.0086 | 1.0184 | 1.0283 | 1.0383 | 1.0484 | 1.0586 | 1.0689 | 1.0793

## A11 Crypto
|  |  |  | Share of Crypto demand to total electricity demand |  |  |  | 12%
|  |  |  | 150 | MW
|  |  |  | 1314 | GWh
Category | 2022 | 2023 | 2024 | 2025 | 2026 | 2027 | 2028 | 2029 | 2030 | 2031 | 2032 | 2033 | 2034 | 2035 | 2036 | 2037 | 2038 | 2039 | 2040 | 2041 | 2042 | 2043 | 2044 | 2045 | 2046 | 2047 | 2048 | 2049 | 2050 | 2051 | 2052 | 2053 | 2054 | 2055
Crypto electricity demand (GWh) | 3153.6123 | 3459 | 1113.1584 | 1156.4127 | 1201.9935 | 1249.8057 | 1299.7401 | 1352.3773 | 1407.6275 | 1465.8788 | 1526.7941 | 1590.7725 | 1658.2455 | 1728.8675 | 1803.3606 | 1881.6582 | 1963.9695 | 2050.5154 | 2141.5296 | 2237.2587 | 2338.2828 | 2444.2471 | 2556.0893 | 2673.7989 | 2797.7023 | 2928.1445 | 3065.4901 | 3210.1249 | 3362.4563 | 3523.1543 | 3692.4864 | 3870.9379 | 4059.0223 | 4257.2825
Total electricity demand (GWh) (see comment box) | 9704.969 | 11577 | 8163.1615 | 8480.3597 | 8814.6187 | 9165.2415 | 9531.4271 | 9917.4337 | 10322.6018 | 10749.7777 | 11196.4903 | 11665.665 | 12160.467 | 12678.3616 | 13224.6441 | 13798.8268 | 14402.443 | 15037.1132 | 15704.5501 | 16406.5636 | 17147.4073 | 17924.4788 | 18744.6547 | 19607.8585 | 20516.4835 | 21473.0595 | 22480.2611 | 23540.9158 | 24658.0131 | 25836.4651 | 27078.2333 | 28386.8779 | 29766.1637 | 31220.0715
Total electricity demand (PJ) for Lao PDR | 11.353 | 12.4524 | 4.0074 | 4.1631 | 4.3272 | 4.4993 | 4.6791 | 4.8686 | 5.0675 | 5.2772 | 5.4965 | 5.7268 | 5.9697 | 6.2239 | 6.4921 | 6.774 | 7.0703 | 7.3819 | 7.7095 | 8.0541 | 8.4178 | 8.7993 | 9.2019 | 9.6257 | 10.0717 | 10.5413 | 11.0358 | 11.5564 | 12.1048 | 12.6834 | 13.293 | 13.9354 | 14.6125 | 15.3262
Total electricity demand (PJ) for Nothern region (NORELCCRP) | 6.8633 | 7.5279 | 2.4226 | 2.5167 | 2.6159 | 2.72 | 2.8287 | 2.9432 | 3.0635 | 3.1902 | 3.3228 | 3.462 | 3.6089 | 3.7626 | 3.9247 | 4.0951 | 4.2742 | 4.4626 | 4.6607 | 4.869 | 5.0889 | 5.3195 | 5.5629 | 5.8191 | 6.0887 | 6.3726 | 6.6715 | 6.9863 | 7.3178 | 7.6675 | 8.0361 | 8.4244 | 8.8338 | 9.2652
Total electricity demand (PJ) for Central Region (NORELCCEN) | 3.6509 | 4.0045 | 1.2887 | 1.3388 | 1.3915 | 1.4469 | 1.5047 | 1.5656 | 1.6296 | 1.697 | 1.7676 | 1.8416 | 1.9198 | 2.0015 | 2.0878 | 2.1784 | 2.2737 | 2.3739 | 2.4792 | 2.5901 | 2.707 | 2.8297 | 2.9592 | 3.0955 | 3.2389 | 3.3899 | 3.5489 | 3.7164 | 3.8927 | 4.0788 | 4.2748 | 4.4814 | 4.6991 | 4.9287
Total electricity demand (PJ) for Southern Region (NORELCSOU) | 0.83878 | 0.92 | 0.29607 | 0.30757 | 0.3197 | 0.33241 | 0.3457 | 0.3597 | 0.37439 | 0.38988 | 0.40609 | 0.4231 | 0.44105 | 0.45983 | 0.47965 | 0.50047 | 0.52236 | 0.54538 | 0.56959 | 0.59505 | 0.62192 | 0.6501 | 0.67985 | 0.71116 | 0.74411 | 0.77881 | 0.81534 | 0.85381 | 0.89432 | 0.93706 | 0.9821 | 1.0296 | 1.0796 | 1.1323

## B01 Transport Naming
Naming of technologies and commodities
Technologies |  | Commodities
OSeMOSYS Technology Name | Description | OSeMOSYS Commodity Name | Description
PWRTRNNOR | Transmission technology in the Northern region | ELC002 | Electricity after transmission (not used)
PWRCOA001NOR | Hongsa Lignite | COA | Coal Fuel
MINCOA | Local Coal resource technology | HYD | Hydro resource
MINHYD | Local Hydro resource technology | SOL | Solar resource
DEMELCSOU | Electricity demand in the Southern Region | WND | Wind resource
DEMELCCEN | Electricity demand in the Central Region | ELC003 | Electricity after distribution (not used)
DEMELCNOR | Electricity demand in the Northern Region | BIO | Biomass resource
PWRBST000NOR | Backstop Northern region | NORELC | Electricity demand in the Northern region
PWRBIO001CEN | NamTan Mit Lao Sugar | CENELC | Electricity demand in the Central region
PWRBIO002SOU | Attapeu_Bagasse Power Plant | SOUELC | Electricity demand in the Southern region
PWRSOL001NOR | existing solar PV NOR | NORELC003 | Electricity commodity after distribution level in the Northern region
MINBIO | Local Biomass resource technology | CENELC003 | Electricity commodity after distribution level in the Central region
PWRCOA002SOU | Ka luem | SOUELC003 | Electricity commodity after distribution level in the Southern region
MINSOL | Local Solar resource technology | NORELC002 | Electricity commodity after Transmission level in the Northern region
PWRCOA003NOR | Future coal power plant no3 | CENELC002 | Electricity commodity after Transmission level in the Central region
PWRSOL002CEN | existing solar PV CEN | SOUELC002 | Electricity commodity after Transmission level in the Southern region
PWRWND001SOU | Monsoon Wind Sekong | NORELC001 | Electricity commodity from the power plants in the Northern region
MINWND | Local Wind resource technology | CENELC001 | Electricity commodity from the power plants in the Central region
PWRCOA005SOU | Future coal power plant no5 | SOUELC001 | Electricity commodity from the power plants the Southern region
PWRCOA004CEN | Future coal power plant no4 | EXPITH | IPPe Exported electricity to Thailand
PWRCOA006NOR | Future coal power plant no6 | EXPIVN | IPPe exported electricity to Vietnam
IMPCOA | Import technology for Coal | EXPIKH | IPPe exported electricity to Cambodia
PWRHYD001CEN | Nam Ngum 1 | ELECTH | Eelctricity in Thailand (Not used)
PWRHYD002SOU | Xeset1 | GAS | Gasoline
PWRHYD006CEN | Nam Mang 3 | TRAELC001 | Electricity for transport before charging infrastructure
PWRHYD003CEN | Theun Hinboun(extension) | TRAELC002 | Electricity for transport after charging infrastructure
PWRHYD004SOU | Houay Ho | DSL | Diesel
PWRHYD005CEN | Nam Leuk | HDGELC | Electricity for H2 infrastructure
PWRHYD007SOU | Xeset 2 | HDG001 | Hydrogen commodity
PWRHYD008CEN | Nam Lik 1-2 | NH3001 | Ammonia
PWRHYD009SOU | Nam Theun 2/ NT2 | LPG | LPG
PWRHYD010CEN | Nam Ngum 2 | ETH | Ethanol
PWRHYD011NOR | Nam Ngum 5 | BDL | Bio Diesel
PWRHYD012CEN | Nam Song Ex | GASETH | Blended gasoline
PWRHYD013CEN | Nam Nhuang 8 | DSLBDL | Blended Diesel
PWRHYD016SOU | Xekaman 3 | JETABF | Blended Jet fuel
PWRHYD014NOR | Nam Long | JET | Jet fuel
PWRHYD015SOU | Xenamnoy 1 | ABF | Aviation Bio fuels
PWRHYD019SOU | Houaylamphanyai | TRACAR | Transport demand: cars
PWRHYD017CEN | Nam Ngiep 3A | TRAMCY | Transport demand: 2W and 3W
PWRHYD021CEN | Nam San 3B | TRABUS | Transport demand: BUS
PWRHYD018CEN | Nam Sana | TRALDV | Transport demand: LDV
PWRHYD020NOR | Nam Ngiep 2 | TRAHDV | Transport demand: HDV
PWRHYD024NOR | Nam Ou 5 | TRARLYP | Transport demand: Railway (Passenger)
PWRHYD023NOR | Nam Ou 2 | TRARLYF | Transport demand: Railway (Freight)
PWRHYD022NOR | Nam Khan 2 | TRAAIRP | Transport demand: Aviation (Passenger)
PWRHYD027CEN | Nam Mang 1 | TRAAIRF | Transport demand: Aviation (Freight)
PWRHYD028NOR | Nam Khan 3 | AEF | H2 for Aviation
PWRHYD026NOR | Nam San 3A | DEA | Death count
PWRHYD025NOR | Nam Ou 6 | Jobs | Job count (PWR)
PWRHYD029NOR | Nam Beng | NORELCIND | ELC demand for Northern Region Industries and Ag
PWRHYD030SOU | Xeset 3 | NORELCCOM | ELC demand for Northern Region Commercial
PWRHYD032NOR | Nam Ngiep 2C | NORELCRUB | ELC demand for Northern Region Residential Urban
PWRHYD034NOR | Nam Nga 2 | NORELCRUR | ELC demand for Northern Region Residential Rural
PWRHYD037SOU | Nam kong 2 | NORELCCRP | ELC demand for Northern Region Crypto
PWRHYD039SOU | Xekaman-sanxay | CENELCIND | ELC demand for Central Region Industries and Ag
PWRHYD033NOR | Nam Peun 2 | CENELCCOM | ELC demand for Central Region Commercial
PWRHYD036CEN | Nam Phai (ໄຜ່) | CENELCRUB | ELC demand for Central Region Residential Urban
PWRHYD038NOR | Nam Chien | CENELCRUR | ELC demand for Central Region Residential Rural
PWRHYD031SOU | Xekaman 1 | CENELCCRP | ELC demand for Central Region Crypto
PWRHYD040CEN | Nam Ngum 1 EX phase1 (7&8) | SOUELCIND | ELC demand for Southern Region Industries and Ag
PWRHYD035SOU | Xekatam 1 - Xenamnoy 2 | SOUELCCOM | ELC demand for Southern Region Commercial
PWRHYD050CEN | Nam Karb | SOUELCRUB | ELC demand for Southern Region Residential Urban
PWRHYD043NOR | Nam Peun 1 | SOUELCRUR | ELC demand for Southern Region Residential Rural
PWRHYD049NOR | Nam Ngiep 2B | SOUELCCRP | ELC demand for Southern Region Crypto
PWRHYD042SOU | Houay Chied | LAOCOKURB | Urban cooking useful energy demand for the whole country
PWRHYD046CEN | Nam Ngiep 1 Downstream | LAOCOKRUR | Rural cooking useful energy demand for the whole country
PWRHYD047CEN | Nam PhaNgai + EX | LAOCOKCOM | Commercial cooking useful energy demand for the whole country
PWRHYD045NOR | Nam Tha1 | LAOHETIND | Industrial demand for heat for the whole country
PWRHYD041SOU | Houay Poc | LAOELCCKU | Electricity for Urban cooking
PWRHYD048CEN | Nam Chae 1 | LAOELCCKR | Electricity for Rural cooking
PWRHYD044CEN | Nam Lik1 | CHC | Charcoal
PWRHYD057NOR | Nam Ou 3 | BGS | Biogas
PWRHYD055SOU | Xelanong 1 | LAOELCCOM | Electricity aggregator for the commercial sector (cooking)
PWRHYD054SOU | Xepien-xenamnoy | LAOELCIND | Electricity aggregator for the Industrial sector heating
PWRHYD053SOU | Donsahong | PEL | Wooden Pellets
PWRHYD052NOR | Mekong Xayyaburi
PWRHYD056NOR | Nam Ou 1
PWRHYD060SOU | Nam Hinboun Downstream
PWRHYD059NOR | Nam Ou 7
PWRHYD051CEN | Nam Ngiep 1
PWRHYD058NOR | Nam Ou 4
PWRHYD062SOU | Nam kong 1 (same as 129) repeat
PWRHYD063NOR | Nam Thae
PWRHYD068SOU | Nam Emoun
PWRHYD069NOR | Nam Sim
PWRHYD065NOR | Nam Aow
PWRHYD067CEN | Nam Ngum 1 EX phase 2 (6)
PWRHYD070NOR | Nam Houng 1
PWRHYD066CEN | Nam Thern1
PWRHYD064SOU | Huay Lamphan Downstream
PWRHYD061SOU | Nam kong 3
PWRHYD079SOU | Xanamnoy 6
PWRHYD089SOU | Xelabam EX
PWRHYD072SOU | Xelabam
PWRHYD078NOR | Nam Sen (tadlang)
PWRHYD074NOR | Nam Nhon
PWRHYD071NOR | Nam Ko
PWRHYD077SOU | Tat Salaen
PWRHYD073NOR | Nam Dong
PWRHYD076NOR | Nam Tha 3
PWRHYD080NOR | Nam So
PWRHYD075CEN | Nam Phao
PWRHYD087SOU | Xeset 2 Extention
PWRHYD084NOR | Nam Talan
PWRHYD082NOR | Nam Ngum (kengkhouan)
PWRHYD081CEN | Nam Phay(ໄພ)
PWRHYD088SOU | Houay Yoi- Houay Kod
PWRHYD083CEN | Nam Xor
PWRHYD090SOU | Houay La Ngae
PWRHYD086CEN | Nam Ngiep 2A
PWRHYD085NOR | Nam Ngum 4
PWRHYD091NOR | Nam Tha Ban hatmouk
PWRHYD100SOU | Donsahong Ex
PWRHYD108CEN | Nam Tai
PWRHYD092SOU | Nam Hinboun
PWRHYD109SOU | Nam Bi 1
PWRHYD094CEN | Nam Ngum 3
PWRHYD110SOU | Nam Bi 2
PWRHYD104NOR | Nam Xam 3A
PWRHYD107CEN | Nam Samoi
PWRHYD099NOR | Nam Xam 3(sam)
PWRHYD096NOR | Nam Hao
PWRHYD105NOR | Houay Poungloc
PWRHYD097NOR | Nam Dick 1
PWRHYD102NOR | Nam Mo 2
PWRHYD111SOU | Nam Bi 3
PWRHYD095NOR | Nam Ngaow
PWRHYD103SOU | Nam Phark
PWRHYD101SOU | Xekong (Downstream) A
PWRHYD098NOR | Nam Xam 1 A (sam)
PWRHYD106SOU | Houay Palaiy (Downstream)
PWRHYD093SOU | Houay kapher Down
PWRHYD118SOU | Xekaman 4
PWRHYD116NOR | Nam Mone
PWRHYD114NOR | Nam Mo 1
PWRHYD127CEN | Khuean Pak Ngum
PWRHYD121SOU | Houay Lai (ໄລ)
PWRHYD122NOR | Nam Ngarn
PWRHYD117SOU | Tadsakhoy
PWRHYD126NOR | Nam Tha2
PWRHYD124CEN | Nam Mone
PWRHYD129SOU | Xekong 3B
PWRHYD130NOR | Nam Nern1
PWRHYD115SOU | Nam Ang
PWRHYD125CEN | Nam Hong (ຮົງ)
PWRHYD120SOU | Houay R-Vien
PWRHYD128SOU | Xekong 3A
PWRHYD119SOU | Houay Palaiy
PWRHYD123CEN | Nam Muan
PWRHYD113NOR | Nam Fah
PWRHYD112NOR | Nam Phoun
PWRHYD149NOR | Large hydro after 2030 Northern_IPP_TH
PWRHYD144CEN | Large hydro after 2030 Central_EDL
PWRHYD152NOR | NOT USED in this model
PWRHYD133SOU | Houay Pouang (Downstream)
PWRHYD136SOU | Houay Nam Sai 2 (Keng Toung)
PWRHYD132SOU | Houay Dark ka
PWRHYD143NOR | Large hydro after 2030 Northern_EDL
PWRHYD131SOU | Xekong (Downstream) B
PWRHYD147CEN | Large hydro FS stage Central_EDL
PWRHYD142SOU | Small hydro FS stage Southern_EDL
PWRHYD139SOU | Small hydro after 2030 Southern_EDL
PWRHYD146NOR | Large hydro FS stage Northern_EDL
PWRHYD134SOU | Xenamnoy 4
PWRHYD148SOU | Large hydro FS stage Southern_EDL
PWRHYD138CEN | Small hydro after 2030 Central_EDL
PWRHYD137NOR | Small hydro after 2030 Northern_EDL
PWRHYD145SOU | Large hydro after 2030 Southern_EDL
PWRHYD141CEN | Small hydro FS stage Central_EDL
PWRHYD150SOU | Large hydro after 2030 Southern_EDL_IPP_TH
PWRHYD135CEN | Nam thong 2
PWRHYD151NOR | NOT USED in this model
PWRHYD140NOR | Small hydro FS stage Northern_EDL
PWRHYD156SOU | NOT USED in this model
PWRHYD155SOU | NOT USED in this model
PWRHYD157NOR | NOT USED in this model
PWRHYD158NOR | NOT USED in this model
PWRHYD154NOR | NOT USED in this model
PWRHYD153NOR | NOT USED in this model
PWRHYD159NOR | NOT USED in this model
PWRHYD160SOU | NOT USED in this model
PWRBIO004CEN | Hongfaifar Kak Eoy
PWRBIO003CEN | Sun Paper
PWRSOL003SOU | existing solar PV SOU
PWRSOL005CEN | Planned solar PV CEN
PWRSOL006SOU | Planned solar PV SOU
PWRBST000CEN | Backstop Central region
PWRBST000SOU | Backstop Southern region
PWRTRNCEN | Transmission technology in the Central region
PWRTRNSOU | Transmission technology in the Southern region
PWRDISTSOU | Distribution technology in the Southern region
PWRDISTNOR | Distribution technology in the Northern region
PWRDISTCEN | Distribution technology in the Central region
PWRSOL004NOR | Planned solar PV NOR
NORTRNCEN | Transmission between Northern and Central regions
CENTRNSOU | Transmission between Central and Southern regions
EXPECENVN | EDL export technology between CEN and Vietnam
EXPESOUKH | EDL export technology between SOU and Cambodia
EXPESOUTH | EDL export technology between SOU and Thailand
EXPIPPKH | IPP Export to Cambodia
EXPIPPTH | IPP Export to Thailand
EXPENORTH | EDL export technology between NOR and Thailand
EXPENORVN | EDL export technology between NOR and Vietnam
EXPECENTH | EDL export technology between CEN and Thailand
EXPESOUVN | EDL export technology between SOU and Vietnam
EXPENORMM | EDL export technology between NOR and Myanmmar
EXPIPPVN | IPP Export to Vietnam
EXPENORCN | EDL export technology between NOR and China
PWRSOL008CEN | Generic solar PV CEN
PWRSOL009SOU | Generic solar PV SOU
PWRSOL007NOR | Generic solar PV NOR
PWRWND002SOU | Planned Wind power Southern Region
PWRWND005NOR | Planned Wind power N Region
PWRWND003CEN | Planned Wind power Central Region
PWRBIO005CEN | Garbage transition
PWRBIO007SOU | Generic Biomass power plant Central Region
PWRBIO006NOR | Generic Biomass power plant Northern Region
PWRHYD162CEN | NOT USED in this model
PWRHYD161NOR | NOT USED in this model
PWRHYD163SOU | NOT USED in this model
EXPENORSG | EDL export technology between NOR and Singapore
IMPGAS | Import technology for Gasoline
IMPDSL | Import technology for Diesel
PWRBIN000NOR | Battery charging Northern region
PWRBOU000NOR | Battery discharging Northern region
PWRBIN000CEN | Battery charging Central region
PWRBOU000CEN | Battery discharging Central region
PWRBIN000SOU | Battery charging Southern region
PWRBOU000SOU | Battery discharging Southern region
CENH2DUM | Dummy technology for H2 electricity from Central region
NORH2DUM | Dummy technology for H2 electricity from Northern region
SOUH2DUM | Dummy technology for H2 electricity from Southern region
UPSSOE001 | SOEC electrolysers
UPSALK001 | Alkaline Electrolysers
UPSPEM001 | PEM electrolysers
UPSHAB001 | Haber Bosch technology
IMPNH3 | Import tech of Ammonia
EXPNH3 | Export tech for Ammonia
TRACARGASBIO | Cars: petrol and bio-blended petrol
TRACARDSLBIO | Cars: diesel and bio-blended diesel
BLDGASETH | Gasoline blending technnology
BLDDSLBDL | Diesel blending technology
IMPETH | Import of ethanol
IMPBDL | Import of Bio diesel
TRAEVC | Electric vehicle charging technology
CENTRADUM | Dummy technology for Tranport electricity from Central region
NORTRADUM | Dummy technology for Tranport electricity from Northern region
SOUTRADUM | Dummy technology for Tranport electricity from Southern region
TRACARGASHYB | Cars: petrol hybrid
TRACARELC | Cars: electricity
TRACARH2 | Cars: fuel cell electricity
TRAMCYGASBIO | 2/3 wheelers: petrol and bio-blended petrol
TRAMCYELC | 2/3 wheelers: Electric
TRABUSDSLBIO | Bus: diesel and bio-blended diesel
TRABUSELC | Bus: Electric
TRABUSH2 | Bus: fuel cell electricity
TRALDVDSLBIO | LDV: diesel and bio-blended diesel
TRALDVDSLHYB | LDV: diesel hybrid
TRALDVELC | LDV: electricity
TRALDVH2 | LDV: fuel cell electricity
TRAHDVDSLBIO | HDV: diesel and bio-blended diesel
TRAHDVDSLHYB | HDV: diesel hybrid
TRAHDVELC | HDV: electricity
TRAHDVH2 | HDV: fuel cell electricity
TRAPRLYELC | Rail (passenger): electricity
TRAFRLYELC | Rail (Freight): electricity
BLDJETABF | Blending for Aviation fuels
TRAFAIRJETBIO | Air (Freight): jet fuel and bio-blended fuel
TRAPAIRJETBIO | Air (passenger): jet fuel and bio-blended fuel
TRAFAIRJETH2 | Air (Freight): H2 based fuels
TRAPAIRJETH2 | Air (passenger): H2 based fuels
IMPJET | Import of jet fuel
IMPABF | Import of Aviation bio fuel
BLDAEF | Import of aviation H2
Death | Tech to count road fatalities
jobs_power | Tech to count Jobs in the PWR sector
DEMNORELCIND | Demand aggregation technology for NORELCIND
DEMNORELCCOM | Demand aggregation technology for NORELCCOM
DEMNORELCRUB | Demand aggregation technology for NORELCRUB
DEMNORELCRUR | Demand aggregation technology for NORELCRUR
DEMNORELCCRP | Demand aggregation technology for NORELCCRP
DEMCENELCIND | Demand aggregation technology for CENELCIND
DEMCENELCCOM | Demand aggregation technology for CENELCCOM
DEMCENELCRUB | Demand aggregation technology for CENELCRUB
DEMCENELCRUR | Demand aggregation technology for CENELCRUR
DEMCENELCCRP | Demand aggregation technology for CENELCCRP
DEMSOUELCIND | Demand aggregation technology for SOUELCIND
DEMSOUELCCOM | Demand aggregation technology for SOUELCCOM
DEMSOUELCRUB | Demand aggregation technology for SOUELCRUB
DEMSOUELCRUR | Demand aggregation technology for SOUELCRUR
DEMSOUELCCRP | Demand aggregation technology for SOUELCCRP
RESCOKUFIRTCS | Traditional Tripod cookstoves- firewood-based urban residential
RESCOKUFIRICS | Improved cookstoves- firewood based urban residential
RESCOKUCHCTCS | Traditional charcoal cookstoves-Urban Residential
RESCOKUCHCICS | Improved charcoal cookstoves-Urban Residential
RESCOKUFIRGAS | Firewood based gasifer cookstoves-Urban Residential
RESCOKULPGICS | LPG cookstove-Urban Residential
RESCOKUBGSICS | Biogas cookstove- Urban Residential
RESCOKUELIDC | Electric induction hotplate-UrBan Residential
CENCOKURBDUM | Central region Cooking Dummy ellectricity
NORCOKURBDUM | Northern region Cooking Dummy ellectricity
SOUCOKURBDUM | Southern region Cooking Dummy ellectricity
MINCHC | Charcoal Productionin Kilns
MINBGS | Biogas production
RESCOKURBBKS | Resideintal Urban cooking Backstop
RESCOKRFIRTCS | Traditional Tripod cookstoves- firewood-based urban residential
RESCOKRFIRICS | Improved cookstoves- firewood based urban residential
RESCOKRCHCTCS | Traditional charcoal cookstoves-Urban Residential
RESCOKRCHCICS | Improved charcoal cookstoves-Urban Residential
RESCOKRFIRGAS | Firewood based gasifer cookstoves-Urban Residential
RESCOKRLPGICS | LPG cookstove-Rural Residential
RESCOKRBGSICS | Biogas cookstove- Rural Residential
RESCOKRELIDC | Electric induction hotplate-Rural Residential
CENCOKRURDUM | Central region Cooking Dummy electricity RUR
NORCOKRURDUM | Northern region Cooking Dummy electricity RUR
SOUCOKRURDUM | Southern region Cooking Dummy electricity RUR
LAOCOABOLIND | Industrial boilers (Coal) for Heat
LAODSLBOLIND | Industrial boilers (Diesel) for Heat
LAOBIOBOLIND | Industrial boilers (Firewood) for Heat
LAOELCBOLIND | Industrial boilers (Electric) for Heat
COMCOKLPGICS | Commercial cooking with LPG
COMCOKFIRICS | Commercial cooking with Firewood
COMCOKCHCICS | Commercial cooking with Charcoal stoves
COMCOKELCICS | Commercial cooking with electric cook stoves
CENCOKCOMDUM | Central region Cooking Dummy electricity Commercial cooking
NORCOKCOMDUM | Northern region Cooking Dummy electricity Commercial cooking
SOUCOKCOMDUM | Southern region Cooking Dummy electricity Commercial cooking
CENHETINDDUM | Central region elec dummy for heating in the industrial sector
NORHETINDDUM | Northern region elec dummy for heating in the industrial sector
SOUHETINDDUM | Southern region elec dummy for heating in the industrial sector
MINPEL | Production technology for pellets
RESCOKRETHICS | Ethanol cookstove- Rural Residential
RESCOKRPELICS | Pellets biomass-Rural Residential
RESCOKUETHICS | Ethanol cookstove- Urban Residential
RESCOKUPELICS | Pellets biomass-Urban Residential

## B02 Vehicle Stock
Number of vehicles
Official Data (2025) | Source: https://laosis.lsb.gov.la/tblInfo/TblInfoList.do
[8 empty] | 75323 | 70398 |  |  | Electric Vehicle Registration (accumulated)
Items(1) | 2015 | 2016 | 2017 | 2018 | 2019 | 2020 | 2021 | 2022 | 2023 |  |  | Year | 2022 | 2023
Motorcycle | 1317781 | 1413990 | 1504634 | 1593860 | 1688224 | 1766383 | 2223793 | 2299116 | 2369514 |  |  | 2 Wheelers | 28 | 0
Motorcycle Taxi | - | - | 156 | 156 | 156 | 156 | 156 | 1754 | 1910 |  |  | 3 Wheelers | 0 | 123
Three wheel Car/Touktouk | 8761 | 8879 | 8947 | 8978 | 9001 | 9021 | 9013 | 9021 | 9171 |  |  | Sedan | 200 | 339
Sedan | 58871 | 65699 | 73207 | 79394 | 84547 | 88796 | 98259 | 95369 | 99892 | 20000 |  | Pick up | 10 | 11
Taxi | - | - | 396 | 396 | 396 | 396 | 396 | 396 | 792 |  |  | SUV | 246 | 442
Pick-up | 204328 | 225060 | 245712 | 265382 | 284384 | 301632 | 466155 | 420267 | 441085 |  |  | Mini-Bus | 1 | 4
Jeep | 26669 | 30223 | 34683 | 55580 | 60376 | 64762 | 73215 | 77981 | 85396 |  |  | Truck | 0 | 2
Van | 47552 | 49061 | 50518 | 36365 | 37622 | 38611 | 47456 | 48240 | 49764 |  |  | Bus | 13 | 0
Truck | 48734 | 52443 | 56335 | 59822 | 63330 | 67849 | 73315 | 87720 | 95994
Public Passenger | - | - | - | 3019 | 67 | 67 | 67 | 401 | 401
Public Bus | - | - | 67 | 67 | 3019 | - | - | - | -
Bus | 4448 | 4665 | 4951 | 5207 | 5582 | 5723 | 6212 | 6453 | 6615
total | 1717144 | 1850020 | 1979606 | 2108226 | 2236704 | 2343396 | 2998037 | 3046718 | 3160534
Existing vehicle fleet by Mode (in 1000 Vehicles)
Category | Fuel | Unit | 2021 |  |  | Share of cars | share
2W & 3W | NA | 1000 units | 2232.962 |  | Sedan | 98259 | 0.21719
Cars | NA | 1000 units | 452.4035 |  | Taxi | 396 | 0.00087532
Bus | NA | 1000 units | 6.279 |  | Pick-up | 233077.5 | 0.5152
LDT | NA | 1000 units | 281.9542 |  | Jeep | 73215 | 0.16184
HDT | NA | 1000 units | 24.4383 |  | Van | 47456 | 0.1049
[5 empty] | total | 452403.5
New EV registrations in 2022 and 2023 (in 1000 vehicles)
Category | Fuel | Unit | 2022 | 2023
2W & 3W | NA | 1000 units | 28 | 2039
Cars | NA | 1001 units | 456 | 2592
Bus | NA | 1002 units | 14 | 4
LDT | NA | 1003 units | 0 | 1
HDT | NA | 1004 units | 0 | 2
Residual capacity_calculation
Transport Mode | Type | Technology Name | Unit | Ref | 2021 | 2022 | 2023 | 2024 | 2025 | 2026 | 2027 | 2028 | 2029 | 2030 | 2031 | 2032 | 2033 | 2034 | 2035 | 2036 | 2037 | 2038 | 2039 | 2040 | 2041 | 2042 | 2043 | 2044 | 2045 | 2046 | 2047 | 2048 | 2049 | 2050 | 2051 | 2052 | 2053 | 2054 | 2055
Car | Gasoline and Ethanol blend | TRACARGASBIO | 1000 Vehicles | Own calculation | 99.5388 | 89.5849 | 79.631 | 69.6771 | 59.7233 | 49.7694 | 39.8155 | 29.8616 | 19.9078 | 9.9539 | 0 | 0 | 0 | 0 | 0 | 0 | 0 | 0 | 0 | 0 | 0 | 0 | 0 | 0 | 0 | 0 | 0 | 0 | 0 | 0 | 0 | 0 | 0 | 0 | 0
Car | Diesel and Bio-diesel blend | TRACARDSLBIO | 1000 Vehicles | Own calculation | 352.8847 | 317.5963 | 282.3078 | 247.0193 | 211.7308 | 176.4424 | 141.1539 | 105.8654 | 70.5769 | 35.2885 | 0 | 0 | 0 | 0 | 0 | 0 | 0 | 0 | 0 | 0 | 0 | 0 | 0 | 0 | 0 | 0 | 0 | 0 | 0 | 0 | 0 | 0 | 0 | 0 | 0
Car | Gasoline hybrid | TRACSRGASHYB | 1000 Vehicles | Own calculation | 0 | 0 | 0 | 0 | 0 | 0 | 0 | 0 | 0 | 0 | 0 | 0 | 0 | 0 | 0 | 0 | 0 | 0 | 0 | 0 | 0 | 0 | 0 | 0 | 0 | 0 | 0 | 0 | 0 | 0 | 0 | 0 | 0 | 0 | 0
Car | BEV | TRACARELC | 1000 Vehicles | Own calculation | 0 | 0 | 0 | 0 | 0 | 0 | 0 | 0 | 0 | 0 | 0 | 0 | 0 | 0 | 0 | 0 | 0 | 0 | 0 | 0 | 0 | 0 | 0 | 0 | 0 | 0 | 0 | 0 | 0 | 0 | 0 | 0 | 0 | 0 | 0
Car | Fuel Cell | TRACARH2 | 1000 Vehicles | Own calculation | 0 | 0 | 0 | 0 | 0 | 0 | 0 | 0 | 0 | 0 | 0 | 0 | 0 | 0 | 0 | 0 | 0 | 0 | 0 | 0 | 0 | 0 | 0 | 0 | 0 | 0 | 0 | 0 | 0 | 0 | 0 | 0 | 0 | 0 | 0
2W & 3W | Gasoline and Ethanol blend | TRAMCYGASBIO | 1000 Vehicles | Own calculation | 2232.962 | 2009.6658 | 1786.3696 | 1563.0734 | 1339.7772 | 1116.481 | 893.1848 | 669.8886 | 446.5924 | 223.2962 | 0 | 0 | 0 | 0 | 0 | 0 | 0 | 0 | 0 | 0 | 0 | 0 | 0 | 0 | 0 | 0 | 0 | 0 | 0 | 0 | 0 | 0 | 0 | 0 | 0
2W & 3W | BEV | TRAMCYELC | 1000 Vehicles | Own calculation | 0 | 0 | 0 | 0 | 0 | 0 | 0 | 0 | 0 | 0 | 0 | 0 | 0 | 0 | 0 | 0 | 0 | 0 | 0 | 0 | 0 | 0 | 0 | 0 | 0 | 0 | 0 | 0 | 0 | 0 | 0 | 0 | 0 | 0 | 0
Bus | Diesel and Bio-diesel blend | TRABUSDSLBIO | 1000 Vehicles | Own calculation | 6.279 | 5.6511 | 5.0232 | 4.3953 | 3.7674 | 3.1395 | 2.5116 | 1.8837 | 1.2558 | 0.6279 | 0 | 0 | 0 | 0 | 0 | 0 | 0 | 0 | 0 | 0 | 0 | 0 | 0 | 0 | 0 | 0 | 0 | 0 | 0 | 0 | 0 | 0 | 0 | 0 | 0
LDV | Diesel and Bio-diesel blend | TRALDVDSLBIO | 1000 Vehicles | Own calculation | 281.9542 | 253.7587 | 225.5633 | 197.3679 | 169.1725 | 140.9771 | 112.7817 | 84.5863 | 56.3908 | 28.1954 | 0 | 0 | 0 | 0 | 0 | 0 | 0 | 0 | 0 | 0 | 0 | 0 | 0 | 0 | 0 | 0 | 0 | 0 | 0 | 0 | 0 | 0 | 0 | 0 | 0
HDV | Diesel and Bio-diesel blend | TRAHDVDSLBIO | 1000 Vehicles | Own calculation | 24.4383 | 21.9945 | 19.5507 | 17.1068 | 14.663 | 12.2192 | 9.7753 | 7.3315 | 4.8877 | 2.4438 | 0 | 0 | 0 | 0 | 0 | 0 | 0 | 0 | 0 | 0 | 0 | 0 | 0 | 0 | 0 | 0 | 0 | 0 | 0 | 0 | 0 | 0 | 0 | 0 | 0

## B03 Fuel Prices
Source | Fuel State Company |  |  | Heating Value conversion | MJ/litre |  |  |  |  | USD to LAK | 2021 | 9100
| https://www.laostatefuel.com/en/gas-price.html |  |  | Diesel | 35.94 | [5 empty] | 2022 | 11200
| The oil price based on January or early of the year (LAK/L) |  |  | Gasoline | 32.7 | [5 empty] | 2023 | 17180
From 2025 | Projedtions use fuel price projections from Vietnam transport outlook | [9 empty] | 2024 | 20521
[11 empty] | 2025 | 20521
Year | Diesel (LAK/l) | Gasoline (LAK/L) | Diesel (% increase from previous year) | Gasoline (% increase from previous year) | Diesel (USD/l) | Gasoline (USD/l) | Diesel (USD/GJ) | Gasoline (USD/GJ) | % growth in fuel price |  | 2026 | 21522
2000 | 2370 | 2825 | NA | NA
2001 | 2631 | 3004 | 0.11013 | 0.063363
2002 | 2892 | 3183 | 0.099202 | 0.059587
2003 | 3153 | 3362 | 0.090249 | 0.056236
2004 | 3963 | 4582 | 0.2569 | 0.36288
2005 | 4980 | 5930 | 0.25662 | 0.29419
2006 | 6610 | 7340 | 0.32731 | 0.23777
2007 | 6650 | 7420 | 0.0060514 | 0.010899
2008 | 11790 | 11880 | 0.77293 | 0.60108
2009 | 5540 | 6130 | -0.53011 | -0.48401
2010 | 7140 | 8630 | 0.28881 | 0.40783
2011 | 8220 | 9520 | 0.15126 | 0.10313
2012 | 9520 | 10790 | 0.15815 | 0.1334
2013 | 9280 | 10480 | -0.02521 | -0.02873
2014 | 9090 | 9920 | -0.020474 | -0.053435
2015 | 8040 | 9020 | -0.11551 | -0.090726
2016 | 5750 | 7130 | -0.28483 | -0.20953 | [5 empty] | gasoline | 29.5393 | 33.5572 | 37.4698 | 32.7851 | 33.4659 | 34.1467 | 34.8275 | 35.5084 | 36.1892 | 36.87 | 37.5476 | 38.2252 | 38.9027 | 39.5803 | 40.2579 | 40.9355 | 41.6131 | 42.2907 | 42.9683 | 43.6458 | 44.3234 | 45.001 | 45.6786 | 46.3562 | 47.0338 | 47.7114 | 48.389 | 49.0665 | 49.7441 | 50.4217 | 50.4217 | 50.4217 | 50.4217 | 50.4217 | 50.4217
2017 | 6860 | 7820 | 0.19304 | 0.096774
2018 | 7900 | 8940 | 0.1516 | 0.14322 | [5 empty] | diesel | 24.5831 | 26.0106 | 30.8042 | 26.7245 | 27.2795 | 27.8345 | 28.3894 | 28.9444 | 29.4993 | 30.0543 | 30.6066 | 31.159 | 31.7113 | 32.2636 | 32.8159 | 33.3683 | 33.9206 | 34.4729 | 35.0253 | 35.5776 | 36.1299 | 36.6823 | 37.2346 | 37.7869 | 38.3392 | 38.8916 | 39.4439 | 39.9962 | 40.5486 | 41.1009 | 41.1009 | 41.1009 | 41.1009 | 41.1009 | 41.1009
2019 | 7930 | 8690 | 0.0037975 | -0.027964
2020 | 9040 | 9650 | 0.13997 | 0.11047
2021 | 8040 | 8790 | -0.11062 | -0.089119 | 0.88352 | 0.96593 | 24.5831 | 29.5393
2022 | 10470 | 12290 | 0.30224 | 0.39818 | 0.93482 | 1.0973 | 26.0106 | 33.5572 |  | 0 | 1 | 2 | 3 | 4 | 5 | 6 | 7 | 8 | 9 | 10 | 11 | 12 | 13 | 14 | 15 | 16 | 17 | 18 | 19 | 20 | 21 | 22 | 23 | 24 | 25
2023 | 19020 | 21050 | 0.81662 | 0.71277 | 1.1071 | 1.2253 | 30.8042 | 37.4698
2024 | 19710 | 22000 | 0.036278 | 0.045131 | 0.96048 | 1.0721 | 26.7245 | 32.7851
2025 | 19710 | 22000 | 0 | 0 | 0.91581 | 1.0222 | 25.4816 | 31.2602 | 0.020766
2026 | 31560 | 30280 | 0.60122 | 0.37636 | 1.4664 | 1.4069 | 40.8015 | 43.0255 | 0.020344
2027 |  |  |  |  | 1.4664 | 1.4069 | 40.8015 | 43.0255 | 0.019938
2028 |  |  |  |  | 1.4664 | 1.4069 | 40.8015 | 43.0255 | 0.019548
2029 |  |  |  |  | 1.4664 | 1.4069 | 40.8015 | 43.0255 | 0.019173
2030 |  |  |  |  | 1.4664 | 1.4069 | 40.8015 | 43.0255 | 0.018813
2031 |  |  |  |  | 1.4664 | 1.4069 | 40.8015 | 43.0255 | 0.018378
2032 |  |  |  |  | 1.4664 | 1.4069 | 40.8015 | 43.0255 | 0.018046
2033 |  |  |  |  | 1.4664 | 1.4069 | 40.8015 | 43.0255 | 0.017726
2034 |  |  |  |  | 1.4664 | 1.4069 | 40.8015 | 43.0255 | 0.017417
2035 |  |  |  |  | 1.4664 | 1.4069 | 40.8015 | 43.0255 | 0.017119
2036 |  |  |  |  | 1.4664 | 1.4069 | 40.8015 | 43.0255 | 0.016831
2037 |  |  |  |  | 1.4664 | 1.4069 | 40.8015 | 43.0255 | 0.016553
2038 |  |  |  |  | 1.4664 | 1.4069 | 40.8015 | 43.0255 | 0.016283
2039 |  |  |  |  | 1.4664 | 1.4069 | 40.8015 | 43.0255 | 0.016022
2040 |  |  |  |  | 1.4664 | 1.4069 | 40.8015 | 43.0255 | 0.015769
2041 |  |  |  |  | 1.4664 | 1.4069 | 40.8015 | 43.0255 | 0.015525
2042 |  |  |  |  | 1.4664 | 1.4069 | 40.8015 | 43.0255 | 0.015287
2043 |  |  |  |  | 1.4664 | 1.4069 | 40.8015 | 43.0255 | 0.015057
2044 |  |  |  |  | 1.4664 | 1.4069 | 40.8015 | 43.0255 | 0.014834
2045 |  |  |  |  | 1.4664 | 1.4069 | 40.8015 | 43.0255 | 0.014617
2046 |  |  |  |  | 1.4664 | 1.4069 | 40.8015 | 43.0255 | 0.014406
2047 |  |  |  |  | 1.4664 | 1.4069 | 40.8015 | 43.0255 | 0.014202
2048 |  |  |  |  | 1.4664 | 1.4069 | 40.8015 | 43.0255 | 0.014003
2049 |  |  |  |  | 1.4664 | 1.4069 | 40.8015 | 43.0255 | 0.01381
2050 |  |  |  |  | 1.4664 | 1.4069 | 40.8015 | 43.0255 | 0.013621
2051 |  |  |  |  | 1.4664 | 1.4069 | 40.8015 | 43.0255 | 0.013423
2052 |  |  |  |  | 1.4664 | 1.4069 | 40.8015 | 43.0255 | 0.013229
2053 |  |  |  |  | 1.4664 | 1.4069 | 40.8015 | 43.0255 | 0.013036
2054 |  |  |  |  | 1.4664 | 1.4069 | 40.8015 | 43.0255 | 0.012843
2055 |  |  |  |  | 1.4664 | 1.4069 | 40.8015 | 43.0255 | 0.012649

## B04 Solar Profile North
Total photovoltaic power output [Wh] for a 1000 KWp system
| Dec | Jan | Feb | Mar | Apr | May | Jun | Jul | Aug | Sep | Oct | Nov
1 | 0 | 0 | 0 | 0 | 0 | 0 | 0 | 0 | 0 | 0 | 0 | 0
2 | 0 | 0 | 0 | 0 | 0 | 0 | 0 | 0 | 0 | 0 | 0 | 0
3 | 0 | 0 | 0 | 0 | 0 | 0 | 0 | 0 | 0 | 0 | 0 | 0
4 | 0 | 0 | 0 | 0 | 0 | 0 | 0 | 0 | 0 | 0 | 0 | 0
5 | 0 | 0 | 0 | 0 | 0 | 0 | 0 | 0 | 0 | 0 | 0 | 0
6 | 0 | 0 | 0 | 0 | 1167 | 2269 | 167 | 0 | 0 | 0 | 0 | 0
7 | 0 | 629 | 2170 | 17147 | 40221 | 39575 | 28780 | 19531 | 18650 | 14258 | 4454 | 633
8 | 23471 | 41115 | 58111 | 83008 | 88571 | 84466 | 73919 | 72520 | 76734 | 71777 | 53728 | 38229
9 | 167826 | 200744 | 232969 | 268857 | 286142 | 220953 | 187014 | 182347 | 233392 | 285014 | 291076 | 174999
10 | 369464 | 439821 | 403726 | 399359 | 409048 | 316912 | 277777 | 279589 | 366909 | 436983 | 432847 | 375896
11 | 516101 | 581146 | 524447 | 517415 | 503815 | 388527 | 350564 | 372248 | 478078 | 553575 | 553671 | 501825
12 | 592129 | 667351 | 599858 | 581076 | 561838 | 442855 | 402959 | 429008 | 527969 | 593669 | 624808 | 582357
13 | 635699 | 694808 | 619814 | 606951 | 581891 | 472592 | 442951 | 469778 | 561970 | 593760 | 646442 | 619477
14 | 613408 | 661216 | 577688 | 571261 | 538459 | 440705 | 418929 | 448169 | 519024 | 541249 | 588352 | 586609
15 | 534574 | 566629 | 470257 | 465644 | 439828 | 362305 | 354467 | 375590 | 428098 | 439227 | 480822 | 496640
16 | 396219 | 417720 | 324076 | 318665 | 313492 | 267349 | 263221 | 270937 | 303774 | 297764 | 328079 | 351742
17 | 216777 | 245761 | 170970 | 172574 | 180524 | 168045 | 162481 | 164186 | 167793 | 138661 | 145594 | 164289
18 | 28822 | 59287 | 44245 | 52430 | 64605 | 67926 | 66427 | 60195 | 39764 | 9565 | 5866 | 6561
19 | 0 | 0 | 409 | 1281 | 3299 | 8700 | 9805 | 3615 | 0 | 0 | 0 | 0
20 | 0 | 0 | 0 | 0 | 0 | 0 | 0 | 0 | 0 | 0 | 0 | 0
21 | 0 | 0 | 0 | 0 | 0 | 0 | 0 | 0 | 0 | 0 | 0 | 0
22 | 0 | 0 | 0 | 0 | 0 | 0 | 0 | 0 | 0 | 0 | 0 | 0
23 | 0 | 0 | 0 | 0 | 0 | 0 | 0 | 0 | 0 | 0 | 0 | 0
24 | 0 | 0 | 0 | 0 | 0 | 0 | 0 | 0 | 0 | 0 | 0 | 0
Capacity Factor
| Dec | Jan | Feb | Mar | Apr | May | Jun | Jul | Aug | Sep | Oct | Nov
1 | 0 | 0 | 0 | 0 | 0 | 0 | 0 | 0 | 0 | 0 | 0 | 0
2 | 0 | 0 | 0 | 0 | 0 | 0 | 0 | 0 | 0 | 0 | 0 | 0
3 | 0 | 0 | 0 | 0 | 0 | 0 | 0 | 0 | 0 | 0 | 0 | 0
4 | 0 | 0 | 0 | 0 | 0 | 0 | 0 | 0 | 0 | 0 | 0 | 0
5 | 0 | 0 | 0 | 0 | 0 | 0 | 0 | 0 | 0 | 0 | 0 | 0
6 | 0 | 0 | 0 | 0 | 0.001167 | 0.002269 | 0.000167 | 0 | 0 | 0 | 0 | 0
7 | 0 | 0.000629 | 0.00217 | 0.017147 | 0.040221 | 0.039575 | 0.02878 | 0.019531 | 0.01865 | 0.014258 | 0.004454 | 0.000633
8 | 0.023471 | 0.041115 | 0.058111 | 0.083008 | 0.088571 | 0.084466 | 0.073919 | 0.07252 | 0.076734 | 0.071777 | 0.053728 | 0.038229
9 | 0.16783 | 0.20074 | 0.23297 | 0.26886 | 0.28614 | 0.22095 | 0.18701 | 0.18235 | 0.23339 | 0.28501 | 0.29108 | 0.175
10 | 0.36946 | 0.43982 | 0.40373 | 0.39936 | 0.40905 | 0.31691 | 0.27778 | 0.27959 | 0.36691 | 0.43698 | 0.43285 | 0.3759
11 | 0.5161 | 0.58115 | 0.52445 | 0.51741 | 0.50382 | 0.38853 | 0.35056 | 0.37225 | 0.47808 | 0.55358 | 0.55367 | 0.50182
12 | 0.59213 | 0.66735 | 0.59986 | 0.58108 | 0.56184 | 0.44285 | 0.40296 | 0.42901 | 0.52797 | 0.59367 | 0.62481 | 0.58236
13 | 0.6357 | 0.69481 | 0.61981 | 0.60695 | 0.58189 | 0.47259 | 0.44295 | 0.46978 | 0.56197 | 0.59376 | 0.64644 | 0.61948
14 | 0.61341 | 0.66122 | 0.57769 | 0.57126 | 0.53846 | 0.44071 | 0.41893 | 0.44817 | 0.51902 | 0.54125 | 0.58835 | 0.58661
15 | 0.53457 | 0.56663 | 0.47026 | 0.46564 | 0.43983 | 0.3623 | 0.35447 | 0.37559 | 0.4281 | 0.43923 | 0.48082 | 0.49664
16 | 0.39622 | 0.41772 | 0.32408 | 0.31866 | 0.31349 | 0.26735 | 0.26322 | 0.27094 | 0.30377 | 0.29776 | 0.32808 | 0.35174
17 | 0.21678 | 0.24576 | 0.17097 | 0.17257 | 0.18052 | 0.16804 | 0.16248 | 0.16419 | 0.16779 | 0.13866 | 0.14559 | 0.16429
18 | 0.028822 | 0.059287 | 0.044245 | 0.05243 | 0.064605 | 0.067926 | 0.066427 | 0.060195 | 0.039764 | 0.009565 | 0.005866 | 0.006561
19 | 0 | 0 | 0.000409 | 0.001281 | 0.003299 | 0.0087 | 0.009805 | 0.003615 | 0 | 0 | 0 | 0
20 | 0 | 0 | 0 | 0 | 0 | 0 | 0 | 0 | 0 | 0 | 0 | 0
21 | 0 | 0 | 0 | 0 | 0 | 0 | 0 | 0 | 0 | 0 | 0 | 0
22 | 0 | 0 | 0 | 0 | 0 | 0 | 0 | 0 | 0 | 0 | 0 | 0
23 | 0 | 0 | 0 | 0 | 0 | 0 | 0 | 0 | 0 | 0 | 0 | 0
24 | 0 | 0 | 0 | 0 | 0 | 0 | 0 | 0 | 0 | 0 | 0 | 0
Capacity factor
Model Entry
1 | Jan: Season; Feb: Day Type; Mar: Solar CAPFAC; Apr: Solar CAPFAC with Battery
2 | Dec: S11; Jan: Dry; Feb: Night (22-6); Mar: 5.454e-05; Apr: 0.07
3 | Dec: S12; Feb: Interim1 (7-9); Mar: 0.098564; Apr: 0.098564
4 | Dec: S13; Feb: Interim2 (10-18); Mar: 0.41053; Apr: 0.38
5 | Dec: S14; Feb: Peak (19-21); Mar: 0.00065186; Apr: 0.002
6 | Dec: S21; Jan: Wet; Feb: Night (22-6); Mar: 3.7111e-06; Apr: 0.07
7 | Dec: S22; Feb: Interim1 (7-9); Mar: 0.10755; Apr: 0.10755
8 | Dec: S23; Feb: Interim2 (10-18); Mar: 0.36475; Apr: 0.32
9 | Dec: S24; Feb: Peak (19-21); Mar: 0.00089467; Apr: 0.002
10
11
12
Dry
WET

## B05 Solar Profile Central
Total photovoltaic power output [Wh] for a 1000 KWp system
| Dec | Jan | Feb | Mar | Apr | May | Jun | Jul | Aug | Sep | Oct | Nov
1 | 0 | 0 | 0 | 0 | 0 | 0 | 0 | 0 | 0 | 0 | 0 | 0
2 | 0 | 0 | 0 | 0 | 0 | 0 | 0 | 0 | 0 | 0 | 0 | 0
3 | 0 | 0 | 0 | 0 | 0 | 0 | 0 | 0 | 0 | 0 | 0 | 0
4 | 0 | 0 | 0 | 0 | 0 | 0 | 0 | 0 | 0 | 0 | 0 | 0
5 | 0 | 0 | 0 | 0 | 0 | 0 | 0 | 0 | 0 | 0 | 0 | 0
6 | 0 | 0 | 0 | 106 | 3780 | 3823 | 1797 | 0 | 0 | 0 | 0 | 0
7 | 6362 | 8766 | 18460 | 51478 | 66753 | 56237 | 45161 | 37661 | 43757 | 57187 | 46899 | 15891
8 | 153291 | 147016 | 154485 | 197382 | 190951 | 158036 | 134409 | 132429 | 165601 | 219481 | 235819 | 194815
9 | 356510 | 342737 | 321956 | 357361 | 328632 | 278210 | 238978 | 234628 | 293242 | 374849 | 416412 | 394199
10 | 521117 | 511163 | 473021 | 491412 | 443113 | 377269 | 328179 | 323398 | 395614 | 494814 | 546412 | 542137
11 | 630440 | 632058 | 589441 | 588418 | 520364 | 446202 | 397669 | 395759 | 477626 | 557175 | 611776 | 625853
12 | 683056 | 692553 | 644185 | 625435 | 558805 | 492595 | 443055 | 447707 | 524837 | 561235 | 612035 | 661834
13 | 685071 | 696359 | 644621 | 622318 | 556343 | 501462 | 466353 | 464848 | 529182 | 549968 | 583368 | 645446
14 | 628735 | 651093 | 588468 | 571089 | 511213 | 468371 | 438034 | 433204 | 478037 | 483942 | 518148 | 578541
15 | 523991 | 552197 | 489628 | 471177 | 415134 | 398173 | 377255 | 365815 | 374952 | 383044 | 413816 | 463824
16 | 375952 | 398165 | 344708 | 331020 | 286873 | 277540 | 271924 | 264665 | 252180 | 253250 | 273588 | 314574
17 | 197807 | 218673 | 186668 | 176214 | 154878 | 161375 | 161516 | 149658 | 130397 | 110793 | 117654 | 142858
18 | 21057 | 47629 | 44017 | 43452 | 46204 | 54997 | 58423 | 47037 | 26814 | 7429 | 4047 | 6275
19 | 0 | 0 | 0 | 0 | 1427 | 3384 | 3721 | 1503 | 0 | 0 | 0 | 0
20 | 0 | 0 | 0 | 0 | 0 | 0 | 0 | 0 | 0 | 0 | 0 | 0
21 | 0 | 0 | 0 | 0 | 0 | 0 | 0 | 0 | 0 | 0 | 0 | 0
22 | 0 | 0 | 0 | 0 | 0 | 0 | 0 | 0 | 0 | 0 | 0 | 0
23 | 0 | 0 | 0 | 0 | 0 | 0 | 0 | 0 | 0 | 0 | 0 | 0
24 | 0 | 0 | 0 | 0 | 0 | 0 | 0 | 0 | 0 | 0 | 0 | 0
Capacity Factor
| Dec | Jan | Feb | Mar | Apr | May | Jun | Jul | Aug | Sep | Oct | Nov
1 | 0 | 0 | 0 | 0 | 0 | 0 | 0 | 0 | 0 | 0 | 0 | 0
2 | 0 | 0 | 0 | 0 | 0 | 0 | 0 | 0 | 0 | 0 | 0 | 0
3 | 0 | 0 | 0 | 0 | 0 | 0 | 0 | 0 | 0 | 0 | 0 | 0
4 | 0 | 0 | 0 | 0 | 0 | 0 | 0 | 0 | 0 | 0 | 0 | 0
5 | 0 | 0 | 0 | 0 | 0 | 0 | 0 | 0 | 0 | 0 | 0 | 0
6 | 0 | 0 | 0 | 0.000106 | 0.00378 | 0.003823 | 0.001797 | 0 | 0 | 0 | 0 | 0
7 | 0.006362 | 0.008766 | 0.01846 | 0.051478 | 0.066753 | 0.056237 | 0.045161 | 0.037661 | 0.043757 | 0.057187 | 0.046899 | 0.015891
8 | 0.15329 | 0.14702 | 0.15449 | 0.19738 | 0.19095 | 0.15804 | 0.13441 | 0.13243 | 0.1656 | 0.21948 | 0.23582 | 0.19481
9 | 0.35651 | 0.34274 | 0.32196 | 0.35736 | 0.32863 | 0.27821 | 0.23898 | 0.23463 | 0.29324 | 0.37485 | 0.41641 | 0.3942
10 | 0.52112 | 0.51116 | 0.47302 | 0.49141 | 0.44311 | 0.37727 | 0.32818 | 0.3234 | 0.39561 | 0.49481 | 0.54641 | 0.54214
11 | 0.63044 | 0.63206 | 0.58944 | 0.58842 | 0.52036 | 0.4462 | 0.39767 | 0.39576 | 0.47763 | 0.55717 | 0.61178 | 0.62585
12 | 0.68306 | 0.69255 | 0.64419 | 0.62543 | 0.5588 | 0.4926 | 0.44305 | 0.44771 | 0.52484 | 0.56124 | 0.61203 | 0.66183
13 | 0.68507 | 0.69636 | 0.64462 | 0.62232 | 0.55634 | 0.50146 | 0.46635 | 0.46485 | 0.52918 | 0.54997 | 0.58337 | 0.64545
14 | 0.62874 | 0.65109 | 0.58847 | 0.57109 | 0.51121 | 0.46837 | 0.43803 | 0.4332 | 0.47804 | 0.48394 | 0.51815 | 0.57854
15 | 0.52399 | 0.5522 | 0.48963 | 0.47118 | 0.41513 | 0.39817 | 0.37726 | 0.36582 | 0.37495 | 0.38304 | 0.41382 | 0.46382
16 | 0.37595 | 0.39816 | 0.34471 | 0.33102 | 0.28687 | 0.27754 | 0.27192 | 0.26466 | 0.25218 | 0.25325 | 0.27359 | 0.31457
17 | 0.19781 | 0.21867 | 0.18667 | 0.17621 | 0.15488 | 0.16137 | 0.16152 | 0.14966 | 0.1304 | 0.11079 | 0.11765 | 0.14286
18 | 0.021057 | 0.047629 | 0.044017 | 0.043452 | 0.046204 | 0.054997 | 0.058423 | 0.047037 | 0.026814 | 0.007429 | 0.004047 | 0.006275
19 | 0 | 0 | 0 | 0 | 0.001427 | 0.003384 | 0.003721 | 0.001503 | 0 | 0 | 0 | 0
20 | 0 | 0 | 0 | 0 | 0 | 0 | 0 | 0 | 0 | 0 | 0 | 0
21 | 0 | 0 | 0 | 0 | 0 | 0 | 0 | 0 | 0 | 0 | 0 | 0
22 | 0 | 0 | 0 | 0 | 0 | 0 | 0 | 0 | 0 | 0 | 0 | 0
23 | 0 | 0 | 0 | 0 | 0 | 0 | 0 | 0 | 0 | 0 | 0 | 0
24 | 0 | 0 | 0 | 0 | 0 | 0 | 0 | 0 | 0 | 0 | 0 | 0
Capacity factor
Model Entry
1 | Jan: Season; Feb: Day Type; Mar: Solar CAPFAC; Apr: Solar CAPFAC with Battery
2 | Dec: S11; Jan: Dry; Feb: Night (22-6); Mar: 0.00012237; Apr: 0.07
3 | Dec: S12; Feb: Interim1 (7-9); Mar: 0.18093; Apr: 0.18093
4 | Dec: S13; Feb: Interim2 (10-18); Mar: 0.43245; Apr: 0.38
5 | Dec: S14; Feb: Peak (19-21); Mar: 0.0002291; Apr: 0.002
6 | Dec: S21; Jan: Wet; Feb: Night (22-6); Mar: 3.9933e-05; Apr: 0.07
7 | Dec: S22; Feb: Interim1 (7-9); Mar: 0.17843; Apr: 0.17843
8 | Dec: S23; Feb: Interim2 (10-18); Mar: 0.35793; Apr: 0.32
9 | Dec: S24; Feb: Peak (19-21); Mar: 0.00034827; Apr: 0.002
10
11
12
Dry
WET

## B06 Solar Profile South
Total photovoltaic power output [Wh] for a 1000 KWp system
| Dec | Jan | Feb | Mar | Apr | May | Jun | Jul | Aug | Sep | Oct | Nov
1 | 0 | 0 | 0 | 0 | 0 | 0 | 0 | 0 | 0 | 0 | 0 | 0
2 | 0 | 0 | 0 | 0 | 0 | 0 | 0 | 0 | 0 | 0 | 0 | 0
3 | 0 | 0 | 0 | 0 | 0 | 0 | 0 | 0 | 0 | 0 | 0 | 0
4 | 0 | 0 | 0 | 0 | 0 | 0 | 0 | 0 | 0 | 0 | 0 | 0
5 | 0 | 0 | 0 | 0 | 0 | 0 | 0 | 0 | 0 | 0 | 0 | 0
6 | 0 | 0 | 0 | 791 | 4659 | 4593 | 2802 | 1514 | 1240 | 130 | 0 | 0
7 | 17155 | 17082 | 34375 | 61122 | 67239 | 58580 | 46914 | 44490 | 55593 | 71120 | 71841 | 34088
8 | 203602 | 189219 | 173395 | 202452 | 180536 | 152207 | 126582 | 126609 | 168698 | 230214 | 261367 | 240663
9 | 407075 | 392036 | 345180 | 361227 | 316438 | 259883 | 223590 | 227225 | 297614 | 383675 | 431944 | 432473
10 | 568342 | 560429 | 497982 | 502047 | 439344 | 355115 | 308674 | 321423 | 406176 | 503078 | 554740 | 577956
11 | 674327 | 674286 | 608112 | 595393 | 519041 | 432452 | 375185 | 395920 | 495843 | 574003 | 618107 | 664734
12 | 717037 | 723069 | 657968 | 644976 | 559595 | 471011 | 421476 | 437913 | 538985 | 581241 | 622518 | 677136
13 | 708826 | 722483 | 661495 | 644686 | 551280 | 483608 | 443747 | 457273 | 536992 | 548274 | 591365 | 647215
14 | 650624 | 671310 | 610427 | 581881 | 499033 | 441990 | 412136 | 417743 | 471176 | 464303 | 514671 | 584304
15 | 539153 | 562160 | 494862 | 461460 | 390689 | 348763 | 333439 | 330420 | 345570 | 350460 | 399505 | 467098
16 | 377006 | 400663 | 332888 | 304139 | 241774 | 216862 | 213709 | 210963 | 195540 | 208285 | 249426 | 303010
17 | 167074 | 207680 | 160314 | 141989 | 116394 | 111111 | 109211 | 103791 | 86214 | 79188 | 77951 | 100736
18 | 6554 | 31392 | 30057 | 28446 | 28372 | 34370 | 36229 | 29005 | 11131 | 3404 | 1376 | 2654
19 | 0 | 0 | 0 | 0 | 0 | 610 | 1355 | 0 | 0 | 0 | 0 | 0
20 | 0 | 0 | 0 | 0 | 0 | 0 | 0 | 0 | 0 | 0 | 0 | 0
21 | 0 | 0 | 0 | 0 | 0 | 0 | 0 | 0 | 0 | 0 | 0 | 0
22 | 0 | 0 | 0 | 0 | 0 | 0 | 0 | 0 | 0 | 0 | 0 | 0
23 | 0 | 0 | 0 | 0 | 0 | 0 | 0 | 0 | 0 | 0 | 0 | 0
24 | 0 | 0 | 0 | 0 | 0 | 0 | 0 | 0 | 0 | 0 | 0 | 0
Capacity Factor
| Dec | Jan | Feb | Mar | Apr | May | Jun | Jul | Aug | Sep | Oct | Nov
1 | 0 | 0 | 0 | 0 | 0 | 0 | 0 | 0 | 0 | 0 | 0 | 0
2 | 0 | 0 | 0 | 0 | 0 | 0 | 0 | 0 | 0 | 0 | 0 | 0
3 | 0 | 0 | 0 | 0 | 0 | 0 | 0 | 0 | 0 | 0 | 0 | 0
4 | 0 | 0 | 0 | 0 | 0 | 0 | 0 | 0 | 0 | 0 | 0 | 0
5 | 0 | 0 | 0 | 0 | 0 | 0 | 0 | 0 | 0 | 0 | 0 | 0
6 | 0 | 0 | 0 | 0.000791 | 0.004659 | 0.004593 | 0.002802 | 0.001514 | 0.00124 | 0.00013 | 0 | 0
7 | 0.017155 | 0.017082 | 0.034375 | 0.061122 | 0.067239 | 0.05858 | 0.046914 | 0.04449 | 0.055593 | 0.07112 | 0.071841 | 0.034088
8 | 0.2036 | 0.18922 | 0.17339 | 0.20245 | 0.18054 | 0.15221 | 0.12658 | 0.12661 | 0.1687 | 0.23021 | 0.26137 | 0.24066
9 | 0.40708 | 0.39204 | 0.34518 | 0.36123 | 0.31644 | 0.25988 | 0.22359 | 0.22723 | 0.29761 | 0.38367 | 0.43194 | 0.43247
10 | 0.56834 | 0.56043 | 0.49798 | 0.50205 | 0.43934 | 0.35512 | 0.30867 | 0.32142 | 0.40618 | 0.50308 | 0.55474 | 0.57796
11 | 0.67433 | 0.67429 | 0.60811 | 0.59539 | 0.51904 | 0.43245 | 0.37518 | 0.39592 | 0.49584 | 0.574 | 0.61811 | 0.66473
12 | 0.71704 | 0.72307 | 0.65797 | 0.64498 | 0.55959 | 0.47101 | 0.42148 | 0.43791 | 0.53899 | 0.58124 | 0.62252 | 0.67714
13 | 0.70883 | 0.72248 | 0.6615 | 0.64469 | 0.55128 | 0.48361 | 0.44375 | 0.45727 | 0.53699 | 0.54827 | 0.59137 | 0.64721
14 | 0.65062 | 0.67131 | 0.61043 | 0.58188 | 0.49903 | 0.44199 | 0.41214 | 0.41774 | 0.47118 | 0.4643 | 0.51467 | 0.5843
15 | 0.53915 | 0.56216 | 0.49486 | 0.46146 | 0.39069 | 0.34876 | 0.33344 | 0.33042 | 0.34557 | 0.35046 | 0.3995 | 0.4671
16 | 0.37701 | 0.40066 | 0.33289 | 0.30414 | 0.24177 | 0.21686 | 0.21371 | 0.21096 | 0.19554 | 0.20828 | 0.24943 | 0.30301
17 | 0.16707 | 0.20768 | 0.16031 | 0.14199 | 0.11639 | 0.11111 | 0.10921 | 0.10379 | 0.086214 | 0.079188 | 0.077951 | 0.10074
18 | 0.006554 | 0.031392 | 0.030057 | 0.028446 | 0.028372 | 0.03437 | 0.036229 | 0.029005 | 0.011131 | 0.003404 | 0.001376 | 0.002654
19 | 0 | 0 | 0 | 0 | 0 | 0.00061 | 0.001355 | 0 | 0 | 0 | 0 | 0
20 | 0 | 0 | 0 | 0 | 0 | 0 | 0 | 0 | 0 | 0 | 0 | 0
21 | 0 | 0 | 0 | 0 | 0 | 0 | 0 | 0 | 0 | 0 | 0 | 0
22 | 0 | 0 | 0 | 0 | 0 | 0 | 0 | 0 | 0 | 0 | 0 | 0
23 | 0 | 0 | 0 | 0 | 0 | 0 | 0 | 0 | 0 | 0 | 0 | 0
24 | 0 | 0 | 0 | 0 | 0 | 0 | 0 | 0 | 0 | 0 | 0 | 0
Capacity factor
Model Entry
1 | Jan: Season; Feb: Day Type; Mar: Solar CAPFAC; Apr: Solar CAPFAC with Battery
2 | Dec: S11; Jan: Dry; Feb: Night (22-6); Mar: 0.00015941; Apr: 0.07
3 | Dec: S12; Feb: Interim1 (7-9); Mar: 0.19743; Apr: 0.19743
4 | Dec: S13; Feb: Interim2 (10-18); Mar: 0.43154; Apr: 0.38
5 | Dec: S14; Feb: Peak (19-21); Mar: 2.9048e-05; Apr: 0.002
6 | Dec: S21; Jan: Wet; Feb: Night (22-6); Mar: 0.00012636; Apr: 0.07
7 | Dec: S22; Feb: Interim1 (7-9); Mar: 0.1845; Apr: 0.1845
8 | Dec: S23; Feb: Interim2 (10-18); Mar: 0.34195; Apr: 0.32
9 | Dec: S24; Feb: Peak (19-21); Mar: 9.0333e-05; Apr: 0.002
10
11
12
Dry
WET

## B07 RE Potential NREL
Source: Lee, Grue and Rosenlieb (2018)- NREL GIS study | https://www.nrel.gov/docs/fy18osti/70470.pdf
Solar PV | [8 empty] | OSeMOSYS Input (Solar PV)
SCENARIO 3 WITH EXCLUSIONS FOR PROTECTED AREAS, WATERBODIES, WETLAND AREAS, AREAS WITH SLOPE > 5%, AGRICULTURAL AREAS, AND FORESTED AREAS | Province | Region | potential suitable area (km2) | Technical potential (GW) | Technical potential (GWh/Year) | Capacity Factor (%) |  |  | Region | Regional potential (GW)
| Attapeu | SOU | 615 | 22 | 32638 | 16.83 |  |  | SOU | 202
| Bokeo | NOR | 179 | 6 | 9020 | 16.01 |  |  | NOR | 93
| Borikhamxay | CEN | 1064 | 38 | 53833 | 16.05 |  |  | CEN | 204
| Champachack | SOU | 3214 | 116 | 167947 | 16.57 |  |  | VTE | 17
| Huaphanh | NOR | 130 | 5 | 5694 | 13.87
| Khammuane | CEN | 1988 | 72 | 99926 | 15.94
| Luangnamtha | NOR | 117 | 4 | 5672 | 15.44
| Luangprabang | NOR | 284 | 10 | 13666 | 15.24
| Oudomxay | NOR | 199 | 7 | 9659 | 15.42
| Phongsaly | NOR | 147 | 5 | 6726 | 14.56
| Saravane | SOU | 1501 | 54 | 77228 | 16.32
| Savannakhet | CEN | 2617 | 94 | 132492 | 16.05
| Sekong | SOU | 282 | 10 | 13852 | 15.55
| Vientiane perfecture | VTE | 470 | 17 | 24505 | 16.53
| Vientiane | NOR | 660 | 24 | 33392 | 16.05
| Xayabury | NOR | 511 | 18 | 25796 | 16
| Xaysomboune | NOR | 141 | 5 | 6927 | 15.57
| Xiengkhuang | NOR | 261 | 9 | 12640 | 15.35
Wind
WIND TECHNICAL POTENTIAL: SCENARIO 3 WITH EXCLUSIONS FOR PROTECTED AREAS, WATERBODIES, WETLAND AREAS, AREAS WITH SLOPE > 20%, AND FORESTED AREAS
OSeMOSYS Input
| Province | Region | potential suitable area (km2) | Technical potential (GW) | Technical potential (GWh/Year) | Capacity Factor (%) |  |  | Region | Regional potential (GW) | Technical potential (GWh/Year) | Capacity Factor (%)
| Attapeu | SOU | 1910 | 6 | 6579 | 12.52% |  |  | SOU | 43 | 53669 | 14.32%
| Bokeo | NOR | 1518 | 5 | 3891 | 8.884% |  |  | NOR | 74 | 72321 | 11.31%
| Borikhamxay | CEN | 3067 | 9 | 9548 | 12.11% |  |  | CEN | 56 | 92080 | 17.02%
| Champachack | SOU | 6652 | 20 | 22701 | 12.96% |  |  | VTE | 7 | 5198 | 8.477%
| Huaphanh | NOR | 1760 | 5 | 7665 | 17.5%
| Khammuane | CEN | 4155 | 12 | 19223 | 18.29%
| Luangnamtha | NOR | 1275 | 4 | 3400 | 9.703%
| Luangprabang | NOR | 3136 | 9 | 12248 | 15.54%
| Oudomxay | NOR | 2194 | 7 | 6669 | 10.88%
| Phongsaly | NOR | 1988 | 6 | 6131 | 11.66%
| Saravane | SOU | 4184 | 13 | 19131 | 16.8%
| Savannakhet | CEN | 11570 | 35 | 63309 | 20.65%
| Sekong | SOU | 1271 | 4 | 5258 | 15.01%
| Vientiane perfecture | VTE | 2272 | 7 | 5198 | 8.477%
| Vientiane | NOR | 4029 | 12 | 7705 | 7.33%
| Xayabury | NOR | 4389 | 13 | 10499 | 9.219%
| Xaysomboune | NOR | 1270 | 4 | 2812 | 8.025%
| Xiengkhuang | NOR | 2891 | 9 | 11301 | 14.33%
Hydro | Source 1 | https://www.unido.org/sites/default/files/files/2020-07/ASIA%2BPACIFIC%20Book.pdf?_token=1169048923
| Source 2 | https://www.tandfonline.com/doi/full/10.1080/02255189.2014.966807
Total technical potential in the country (MW) | 26000
Current/future planned capacity allocation per region (MW) as per NPDP | Region | Existing capacity (MW) | % Share per region | Max capacity allocation for future unplanned capacity (MW) | Constraint for the yearly allowable introduction of Hydropower capacity (10% of total regional potential) MW
| Southern | 3917 | 21.72% | 1728.9696 | 172.897
| Central | 2810 | 15.58% | 1240.3382 | 124.0338
| Northern | 11311 | 62.71% | 4992.6922 | 499.2692
Biomass | https://www.nrel.gov/docs/fy18osti/70470.pdf
|  |  | Approach 1 | [5 empty] | Approach 2 | Source: Yuzuka Thesis & MEM
[9 empty] | Total technical potential for biomass in Lao (MW) | 1250
[9 empty] | Region | Existing Capacity (MW)
[9 empty] | CEN | 15
[9 empty] | SOU | 20
[5 empty] | Regions | GWh/yr | PJ/Yr |  | CEN | 2
[5 empty] | Southern | 762.5 | 2.745 |  | CEN | 75
[5 empty] | Central | 762.5 | 2.745
Remaining potential
[10 empty] | total(MW) | yearly potential (MW)
[9 empty] | CEN | 533 | 53.3
[9 empty] | SOU | 605 | 60.5
Coal
Resource | Total Amount (Mton) | Recoverable amount (Mton) | Energy content (MJ/kg) | Total recoverable energy (PJ) | Cost (USD/ton) | Cost (USD/GJ) |  | Imported coal Cost (USD/GJ)
Lignite (primarily form Hongsa) | 540 | 370 | 17 | 6290 | 4 | 0.23529 |  | 3.3
[5 empty] | 95 |  |  | 5.5882

## B08 Timeslices National
2021 | MW | SOURCE:Data from MEM | Averaged daily load curve for each month in 2021
Hour
Days/Month | Month |  | 1 | 2 | 3 | 4 | 5 | 6 | 7 | 8 | 9 | 10 | 11 | 12 | 13 | 14 | 15 | 16 | 17 | 18 | 19 | 20 | 21 | 22 | 23 | 24 | Peak (MW)
31 | Jan | 1 | 739.513 | 729.5784 | 723.7979 | 724.088 | 738.7882 | 786.2899 | 878.4256 | 900.31 | 911.5826 | 907.1521 | 899.4585 | 861.7745 | 862.0715 | 905.6237 | 918.5619 | 932.7289 | 937.6813 | 987.5368 | 1033.8778 | 976.8392 | 914.0601 | 850.6502 | 794.9687 | 761.229 | 1033.8778
28 | Feb | 2 | 782.5746 | 766.4368 | 755.2494 | 753.0045 | 763.2848 | 816.6261 | 913.1069 | 911.558 | 925.3483 | 935.9163 | 933.5417 | 907.1089 | 912.1233 | 961.5697 | 976.7543 | 983.2287 | 978.1939 | 996.8044 | 1098.1736 | 1046.7207 | 986.5312 | 916.4109 | 850.5741 | 813.0982 | 1098.1736
31 | Mar | 3 | 926.1979 | 905.2779 | 884.8932 | 869.9011 | 874.8579 | 923.8268 | 981.4459 | 993.7108 | 1044.6424 | 1069.2004 | 1076.6352 | 1052.4538 | 1065.886 | 1123.9145 | 1131.41 | 1120.8163 | 1094.8822 | 1096.2154 | 1211.4317 | 1188.4075 | 1158.0074 | 1097.6046 | 1031.4158 | 981.041 | 1211.4317
30 | Apr | 4 | 920.2065 | 892.6745 | 870.8494 | 852.6929 | 850.8336 | 889.6184 | 902.3806 | 933.7581 | 992.4112 | 1015.173 | 1017.3206 | 1003.4143 | 1017.9467 | 1057.5004 | 1063.5385 | 1042.5461 | 1016.7271 | 1008.4382 | 1137.81 | 1134.1553 | 1118.5846 | 1073.8656 | 1011.8685 | 969.7258 | 1137.81
31 | May | 5 | 993.5144 | 964.1237 | 943.5299 | 925.495 | 919.2753 | 943.886 | 952.6042 | 993.3284 | 1049.621 | 1076.5097 | 1087.8524 | 1072.6188 | 1092.5985 | 1126.6512 | 1140.9603 | 1101.11 | 1064.387 | 1052.8922 | 1182.2151 | 1209.0873 | 1201.9572 | 1164.0518 | 1092.0795 | 1051.1033 | 1209.0873
30 | Jun | 6 | 922.0576 | 900.4085 | 878.8093 | 864.2789 | 861.1569 | 892.1564 | 897.553 | 939.2725 | 998.6775 | 1019.3592 | 1024.4097 | 1008.9234 | 1017.442 | 1064.3929 | 1070.4492 | 1042.4258 | 999.3377 | 977.6378 | 1081.9968 | 1118.146 | 1104.5257 | 1051.9817 | 997.8511 | 951.2505 | 1118.146
31 | Jul | 7 | 949.951 | 910.3725 | 891.8992 | 876.031 | 876.431 | 911.5186 | 927.5567 | 970.8349 | 1024.4904 | 1043.9691 | 1049.561 | 1030.428 | 1037.8047 | 1078.4502 | 1075.0952 | 1050.0568 | 1015.5155 | 998.6717 | 1102.1445 | 1142.2422 | 1128.8809 | 1090.9101 | 1027.7969 | 982.4205 | 1142.2422
31 | Aug | 8 | 955.197 | 932.7123 | 909.1067 | 893.7025 | 890.8937 | 914.6183 | 927.9294 | 969.9224 | 1028.8736 | 1047.9527 | 1047.0085 | 1025.6508 | 1034.3003 | 1084.8574 | 1085.4651 | 1067.3248 | 1036.346 | 1023.8602 | 1144.7525 | 1153.9154 | 1138.0564 | 1081.4254 | 1021.1414 | 989.8963 | 1153.9154
30 | Sep | 9 | 870.6885 | 853.4254 | 836.5642 | 824.1525 | 825.3319 | 859.5526 | 881.1155 | 912.1645 | 960.2603 | 978.9143 | 984.0774 | 965.6976 | 975.186 | 1017.5054 | 1017.8828 | 999.2432 | 975.8829 | 1000.1781 | 1104.477 | 1083.4127 | 1051.9229 | 1002.484 | 943.6115 | 907.0676 | 1104.477
31 | Oct | 10 | 863.2022 | 841.9266 | 825.8653 | 815.9302 | 826.3595 | 865.5952 | 892.9427 | 909.2089 | 943.5215 | 959.8057 | 962.4402 | 946.0994 | 955.7696 | 992.1597 | 998.4034 | 981.7511 | 972.9243 | 1054.6735 | 1097.0327 | 1064.131 | 1025.3703 | 974.1358 | 921.9843 | 883.3008 | 1097.0327
30 | Nov | 11 | 870.2013 | 852.5502 | 844.0609 | 835.7265 | 849.3238 | 899.1174 | 955.0857 | 976.4732 | 1000.4041 | 1016.0047 | 1017.9142 | 999.2648 | 1008.4668 | 1055.7026 | 1069.8555 | 1063.772 | 1058.3438 | 1162.1506 | 1143.777 | 1092.9246 | 1039.7086 | 985.2471 | 929.7527 | 897.7956 | 1162.1506
31 | Dec | 12 | 794.9562 | 788.5141 | 782.5276 | 783.772 | 801.3164 | 852.6254 | 945.7399 | 961.8622 | 971.8146 | 971.512 | 960.6925 | 926.3402 | 929.568 | 975.2479 | 989.7613 | 1000.3605 | 1016.6349 | 1114.9253 | 1098.8345 | 1030.267 | 958.205 | 895.697 | 840.4495 | 814.9472 | 1114.9253
|  | DRY | 861.0234 | 842.7365 | 829.2726 | 820.6686 | 828.24 | 873.1414 | 932.6841 | 953.0001 | 985.1178 | 998.7812 | 999.0593 | 974.7108 | 984.0944 | 1029.4586 | 1041.5488 | 1034.9375 | 1023.8357 | 1059.8519 | 1129.4457 | 1096.9145 | 1053.8649 | 997.6467 | 935.8727 | 898.42
|  | WET | 912.2193 | 887.7691 | 868.4489 | 854.819 | 856.0346 | 888.6882 | 905.4195 | 940.2806 | 991.1647 | 1010.0002 | 1013.4994 | 995.3598 | 1004.1005 | 1047.4731 | 1049.4591 | 1028.1603 | 1000.0013 | 1011.0043 | 1106.0807 | 1112.3695 | 1089.7512 | 1040.1874 | 982.477 | 942.7871
|  | AVERAGE | 882.355 | 861.5001 | 845.5961 | 834.8979 | 839.8211 | 879.6193 | 921.3238 | 947.7003 | 987.6373 | 1003.4558 | 1005.076 | 983.3145 | 992.4303 | 1036.9646 | 1044.8448 | 1032.1137 | 1013.9047 | 1039.4987 | 1119.7103 | 1103.3541 | 1068.8175 | 1015.372 | 955.2912 | 916.9063
|  | TOTAL | 1: 279978.0636
Year Split
| Days/Season |  | 1: Night (22-6); 2: Interim1 (7-9); 3: Interim2 (10-18); 4: Peak (19-21)
| 212 | Dry | 1: 0.21781; 2: 0.072603; 3: 0.21781; 4: 0.072603
| 153 | WET | 1: 0.15719; 2: 0.052397; 3: 0.15719; 4: 0.052397
Specified Demand Profile
|  |  | Night (22-6) | Interim1 (7-9) | Interim2 (10-18) | Peak (19-21)
|  | Dry | 1: 0.19719; 2: 0.071776; 3: 0.22867; 4: 0.082012
|  | WET | 1: 0.14704; 2: 0.050662; 3: 0.16357; 4: 0.05908
Model Entry
|  |  | Season | Day Type | Year Split | Specified Demand Profile
|  | S11 | 1: Dry; 2: Night (22-6); 3: 0.21781; 4: 0.19719
|  | S12 | 2: Interim1 (7-9); 3: 0.072603; 4: 0.071776
|  | S13 | 2: Interim2 (10-18); 3: 0.21781; 4: 0.22867
|  | S14 | 2: Peak (19-21); 3: 0.072603; 4: 0.082012
|  | S21 | 1: Wet; 2: Night (22-6); 3: 0.15719; 4: 0.14704
|  | S22 | 2: Interim1 (7-9); 3: 0.052397; 4: 0.050662
|  | S23 | 2: Interim2 (10-18); 3: 0.15719; 4: 0.16357
|  | S24 | 2: Peak (19-21); 3: 0.052397; 4: 0.05908
Demand profile comparison
|  | Northern | 1: Central; 2: VTE; 3: Southern
| S11 | 0.20077 | 1: 0.20422; 2: 0.18733; 3: 0.19525
| S12 | 0.073308 | 1: 0.074817; 2: 0.064549; 3: 0.080698
| S13 | 0.22774 | 1: 0.23224; 2: 0.22242; 3: 0.25
| S14 | 0.079162 | 1: 0.083866; 2: 0.082994; 3: 0.092426
| S21 | 0.14821 | 1: 0.14329; 2: 0.15321; 3: 0.12639
| S22 | 0.051972 | 1: 0.049483; 2: 0.049921; 3: 0.047015
| S23 | 0.1621 | 1: 0.15412; 2: 0.17585; 3: 0.14935
| S24 | 0.056741 | 1: 0.05796; 2: 0.063725; 3: 0.058871

## B09 Timeslices North
2021 | MW | SOURCE:Data from MEM | Averaged daily load curve for each month in 2021
Hour
Days/Month | Month |  | 1 | 2 | 3 | 4 | 5 | 6 | 7 | 8 | 9 | 10 | 11 | 12 | 13 | 14 | 15 | 16 | 17 | 18 | 19 | 20 | 21 | 22 | 23 | 24 | Peak (MW) | Average Load | 473.8427 | MW
31 | Jan | 1 | 402.7234 | 397.6795 | 395.9161 | 395.2917 | 400.7896 | 414.894 | 447.6619 | 463.3541 | 471.4755 | 471.1238 | 468.0472 | 455.342 | 455.404 | 468.6852 | 472.5327 | 477.5681 | 482.7837 | 492.9806 | 503.9042 | 482.8601 | 459.8051 | 439.3541 | 422.4727 | 412.2315 | 503.9042 | Peak Load | 564.6149 | MW
28 | Feb | 2 | 398.5066 | 394.1454 | 390.2347 | 390.6544 | 395.7433 | 414.6417 | 454.6622 | 458.1283 | 460.4515 | 463.4987 | 461.9474 | 452.7198 | 450.8474 | 466.0457 | 470.8349 | 474.3364 | 479.1384 | 482.0356 | 515.7101 | 491.7696 | 465.694 | 439.3465 | 418.2222 | 407.2233 | 515.7101 | Load Factor | 0.83923 | %
31 | Mar | 3 | 435.6215 | 430.9438 | 425.4252 | 423.7699 | 428.5424 | 449.0729 | 481.1575 | 483.1809 | 492.0422 | 498.951 | 499.8795 | 495.4459 | 494.957 | 510.3762 | 509.6159 | 508.0375 | 510.1176 | 511.3719 | 550.969 | 535.9549 | 514.9402 | 488.7024 | 469.3489 | 454.1748 | 550.969
30 | Apr | 4 | 432.1986 | 425.5748 | 420.0236 | 416.244 | 421.2156 | 444.3486 | 454.7456 | 464.4993 | 483.7104 | 490.3982 | 491.3069 | 488.6783 | 488.6482 | 499.3579 | 503.5914 | 493.5749 | 494.0851 | 490.6902 | 539.003 | 528.0463 | 513.8736 | 493.1065 | 471.6264 | 458.7273 | 539.003
31 | May | 5 | 466.0816 | 458.1538 | 459.0124 | 455.7124 | 459.0833 | 478.4363 | 483.2685 | 493.2172 | 507.7873 | 514.7987 | 515.5396 | 512.4099 | 515.377 | 522.1645 | 529.4315 | 513.3443 | 519.1484 | 519.686 | 552.6554 | 553.8632 | 542.4765 | 525.2675 | 498.2104 | 489.2865 | 553.8632
30 | Jun | 6 | 438.8235 | 433.0091 | 427.2503 | 424.4487 | 426.8281 | 445.8836 | 449.0865 | 455.4132 | 473.3957 | 478.5826 | 478.1974 | 473.4251 | 474.439 | 486.428 | 490.0597 | 483.8527 | 479.8176 | 474.0683 | 499.759 | 510.7412 | 499.6778 | 476.3294 | 460.2563 | 442.2916 | 510.7412
31 | Jul | 7 | 457.3702 | 438.0631 | 435.6206 | 431.1713 | 434.2604 | 457.476 | 466.9944 | 476.9759 | 488.1054 | 495.7565 | 496.9127 | 491.9199 | 492.8378 | 504.3122 | 504.9938 | 499.5195 | 496.5523 | 493.0103 | 517.6233 | 531.5466 | 518.436 | 499.9058 | 479.9935 | 465.3219 | 531.5466
31 | Aug | 8 | 459.3887 | 452.312 | 446.4596 | 442.2894 | 445.8047 | 462.1087 | 471.8857 | 480.311 | 493.4497 | 497.5921 | 491.447 | 483.8383 | 481.3895 | 501.1245 | 503.0924 | 500.6683 | 505.4073 | 502.9812 | 534.3643 | 532.4452 | 518.7367 | 489.002 | 470.364 | 468.1776 | 534.3643
30 | Sep | 9 | 440.4572 | 434.7807 | 429.0761 | 425.8754 | 430.5139 | 462.916 | 461.98 | 466.3919 | 477.0482 | 482.0279 | 483.7426 | 480.0083 | 483.7966 | 497.7363 | 497.6529 | 494.7465 | 492.0556 | 497.0017 | 529.2414 | 515.0128 | 499.9243 | 480.7186 | 462.3143 | 451.4654 | 529.2414
31 | Oct | 10 | 441.0485 | 435.1948 | 429.9206 | 428.8666 | 436.0838 | 453.8604 | 471.9539 | 476.1537 | 483.3585 | 487.6561 | 486.9195 | 481.5073 | 481.7101 | 494.3495 | 496.8135 | 496.6797 | 501.3435 | 523.6323 | 530.3311 | 512.7512 | 492.5985 | 472.4947 | 455.272 | 444.3515 | 530.3311
30 | Nov | 11 | 447.2887 | 443.4245 | 439.6691 | 438.4068 | 444.7032 | 461.4664 | 490.7119 | 497.5457 | 500.433 | 502.9548 | 503.5428 | 497.6427 | 496.3838 | 511.7209 | 517.7821 | 521.8311 | 530.3674 | 564.6149 | 548.1982 | 528.2637 | 502.2291 | 482.5052 | 464.9295 | 457.2277 | 564.6149
31 | Dec | 12 | 407.3196 | 403.7741 | 399.9838 | 399.4745 | 405.4679 | 421.5395 | 465.4468 | 473.0693 | 477.5444 | 476.7441 | 473.4918 | 461.4184 | 460.6164 | 472.6385 | 478.9062 | 486.8824 | 502.0178 | 532.3192 | 519.3516 | 491.8717 | 461.5884 | 439.7605 | 421.3742 | 411.8279 | 532.3192
|  | DRY | 427.1057 | 421.9566 | 418.6093 | 417.0791 | 422.2208 | 440.6285 | 468.2363 | 476.1421 | 484.7778 | 488.3528 | 487.6793 | 480.5224 | 480.3191 | 492.9984 | 497.5278 | 496.5107 | 502.5226 | 513.3855 | 532.8274 | 516.0899 | 494.3724 | 472.5775 | 452.312 | 441.5284
|  | WET | 447.4176 | 438.672 | 433.6654 | 430.5303 | 434.6982 | 456.4489 | 464.3801 | 471.0492 | 483.0715 | 488.323 | 487.4438 | 482.1398 | 482.8346 | 496.7901 | 498.5225 | 495.0933 | 495.0353 | 498.1388 | 522.2638 | 520.4994 | 505.8747 | 483.6901 | 465.64 | 454.3216
|  | AVERAGE | 435.569 | 428.9213 | 424.8827 | 422.6838 | 427.4197 | 447.2203 | 466.6296 | 474.02 | 484.0668 | 488.3404 | 487.5812 | 481.1963 | 481.3672 | 494.5783 | 497.9423 | 495.9201 | 499.4029 | 507.0327 | 528.4259 | 517.9272 | 499.165 | 477.2078 | 457.8654 | 446.8589
|  | TOTAL | 1: 136466.6963
Year Split
| Days/Season |  | 1: Night (22-6); 2: Interim1 (7-9); 3: Interim2 (10-18); 4: Peak (19-21)
| 212 | Dry | 1: 0.21781; 2: 0.072603; 3: 0.21781; 4: 0.072603
| 153 | WET | 1: 0.15719; 2: 0.052397; 3: 0.15719; 4: 0.052397
Specified Demand Profile
|  |  | Night (22-6) | Interim1 (7-9) | Interim2 (10-18) | Peak (19-21)
|  | Dry | 1: 0.20077; 2: 0.073308; 3: 0.22774; 4: 0.079162
|  | WET | 1: 0.14821; 2: 0.051972; 3: 0.1621; 4: 0.056741
Model Entry
|  |  | Season | Day Type | Year Split | Specified Demand Profile
|  | S11 | 1: Dry; 2: Night (22-6); 3: 0.21781; 4: 0.20077
|  | S12 | 2: Interim1 (7-9); 3: 0.072603; 4: 0.073308
|  | S13 | 2: Interim2 (10-18); 3: 0.21781; 4: 0.22774
|  | S14 | 2: Peak (19-21); 3: 0.072603; 4: 0.079162
|  | S21 | 1: Wet; 2: Night (22-6); 3: 0.15719; 4: 0.14821
|  | S22 | 2: Interim1 (7-9); 3: 0.052397; 4: 0.051972
|  | S23 | 2: Interim2 (10-18); 3: 0.15719; 4: 0.1621
|  | S24 | 2: Peak (19-21); 3: 0.052397; 4: 0.056741

## B10 Timeslices Central
2021 | MW | SOURCE:Data from MEM | Averaged daily load curve for each month in 2021
Hour
Days/Month | Month |  | 1 | 2 | 3 | 4 | 5 | 6 | 7 | 8 | 9 | 10 | 11 | 12 | 13 | 14 | 15 | 16 | 17 | 18 | 19 | 20 | 21 | 22 | 23 | 24 | Peak (MW) | Average Load | 168.8141 | MW
31 | Jan | 1 | 139.8811 | 139.4305 | 138.2391 | 138.1377 | 141.1258 | 150.1854 | 164.6911 | 164.1392 | 167.0881 | 166.6976 | 165.4389 | 158.5718 | 158.17 | 165.4072 | 166.8436 | 169.6171 | 167.4099 | 178.9233 | 186.8665 | 179.2551 | 165.3865 | 156.1219 | 144.5379 | 142.952 | 186.8665 | Peak Load | 212.5456 | MW
28 | Feb | 2 | 145.3652 | 141.8288 | 140.6365 | 141.8622 | 143.0907 | 151.9118 | 166.5631 | 163.1482 | 165.9808 | 168.7773 | 168.2616 | 163.8004 | 163.4083 | 171.9724 | 173.3137 | 176.1489 | 171.9988 | 174.8229 | 194.8736 | 189.428 | 177.7371 | 164.8079 | 151.204 | 146.4153 | 194.8736 | Load Factor | 0.79425 | %
31 | Mar | 3 | 165.4282 | 163.0326 | 160.2603 | 157.1335 | 158.4934 | 165.5926 | 175.9271 | 179.8027 | 186.6851 | 191.0823 | 192.3944 | 183.31 | 184.7561 | 198.1594 | 200.1833 | 199.9519 | 192.163 | 190.0569 | 212.5456 | 211.748 | 205.1756 | 194.6476 | 179.6 | 170.4264 | 212.5456
30 | Apr | 4 | 162.1151 | 158.8847 | 155.3431 | 152.997 | 154.3685 | 161.2988 | 163.2611 | 168.4967 | 176.8254 | 181.8693 | 181.857 | 175.3104 | 176.8783 | 184.2502 | 183.8845 | 183.059 | 175.1378 | 174.9293 | 199.994 | 200.859 | 195.7348 | 186.6782 | 173.4716 | 166.3718 | 200.859
31 | May | 5 | 165.3612 | 163.4226 | 159.2288 | 157.3543 | 154.948 | 157.9877 | 159.9187 | 166.2346 | 173.4476 | 177.0593 | 178.6669 | 171.745 | 174.4905 | 180.7757 | 181.8214 | 174.8771 | 167.6454 | 169.4572 | 199.9153 | 206.1045 | 205.1063 | 196.7015 | 180.8903 | 172.3368 | 206.1045
30 | Jun | 6 | 162.0245 | 160.0569 | 157.4668 | 155.2889 | 154.0418 | 159.754 | 160.517 | 168.4315 | 173.0309 | 176.5621 | 175.7272 | 170.0473 | 169.9573 | 180.0089 | 179.8158 | 172.5951 | 164.0367 | 163.722 | 193.119 | 198.9534 | 194.6814 | 185.0178 | 173.4573 | 166.5468 | 198.9534
31 | Jul | 7 | 160.861 | 158.4065 | 156.0427 | 154.6771 | 155.0952 | 161.1474 | 163.6824 | 169.2726 | 178.3691 | 179.9669 | 180.2355 | 175.0451 | 174.5227 | 182.5184 | 180.0618 | 173.5771 | 166.9061 | 167.685 | 192.5223 | 198.9412 | 194.695 | 186.2597 | 169.4313 | 163.1599 | 198.9412
31 | Aug | 8 | 159.1786 | 157.0108 | 153.9878 | 153.1061 | 151.9756 | 155.5744 | 153.9859 | 160.3095 | 166.6492 | 170.8615 | 170.1367 | 165.1087 | 167.5174 | 176.2037 | 174.6808 | 171.2891 | 163.7167 | 165.3043 | 195.1714 | 197.2646 | 191.8122 | 183.2714 | 167.0146 | 161.3615 | 197.2646
30 | Sep | 9 | 148.7602 | 147.5766 | 145.6072 | 143.7506 | 143.764 | 149.4579 | 151.8754 | 154.7863 | 162.429 | 164.6071 | 165.0125 | 159.2174 | 159.1723 | 166.5507 | 164.4025 | 161.625 | 157.7675 | 167.2672 | 188.7618 | 187.7708 | 180.1466 | 168.9806 | 156.5548 | 151.6735 | 188.7618
31 | Oct | 10 | 134.3171 | 132.8812 | 130.3746 | 130.8351 | 133.299 | 144.0015 | 145.7483 | 146.1333 | 150.5881 | 151.3037 | 150.7812 | 147.2276 | 148.2084 | 153.3002 | 153.7395 | 149.1478 | 146.4578 | 169.3475 | 174.5775 | 169.2422 | 160.248 | 150.9153 | 139.1541 | 133.6529 | 174.5775
30 | Nov | 11 | 151.0438 | 149.1965 | 148.4846 | 147.0416 | 150.0595 | 164.0965 | 170.8882 | 172.548 | 172.9291 | 177.2295 | 173.3794 | 166.6733 | 170.1097 | 177.5087 | 180.2213 | 177.562 | 175.3927 | 200.6634 | 197.6733 | 187.7547 | 176.7646 | 167.7823 | 156.5135 | 151.6778 | 200.6634
31 | Dec | 12 | 154.1755 | 153.8577 | 154.5346 | 154.9009 | 158.8757 | 172.9035 | 192.0015 | 194.0086 | 192.8816 | 198.104 | 191.8173 | 181.3361 | 183.0342 | 193.7545 | 193.2048 | 192.8145 | 190.7064 | 212.2207 | 207.4426 | 195.8714 | 181.2202 | 167.9415 | 158.5797 | 155.2304 | 212.2207
|  | DRY | 154.7672 | 152.8076 | 150.961 | 149.9182 | 151.5659 | 160.568 | 170.4644 | 172.6254 | 176.5482 | 180.1171 | 178.8308 | 171.5353 | 172.9782 | 181.6897 | 182.7818 | 182.0043 | 177.2077 | 185.8677 | 199.9016 | 195.8601 | 186.7321 | 176.383 | 163.5424 | 157.9158
|  | WET | 153.0283 | 151.1864 | 148.6958 | 147.5316 | 147.6351 | 153.987 | 155.1618 | 159.7866 | 166.2133 | 168.6603 | 168.3786 | 163.3292 | 163.8756 | 171.7164 | 170.5401 | 165.6468 | 159.777 | 166.6652 | 188.8304 | 190.4345 | 184.3166 | 174.8889 | 161.1224 | 155.2789
|  | AVERAGE | 154.0426 | 152.1321 | 150.0172 | 148.9237 | 149.9281 | 157.826 | 164.0883 | 167.2759 | 172.242 | 175.3434 | 174.4757 | 168.1161 | 169.1854 | 177.5342 | 177.6811 | 175.1887 | 169.9449 | 177.8666 | 195.2886 | 193.5994 | 185.7257 | 175.7605 | 162.5341 | 156.8171
|  | TOTAL | 1: 48618.449
Year Split
| Days/Season |  | 1: Night (22-6); 2: Interim1 (7-9); 3: Interim2 (10-18); 4: Peak (19-21)
| 212 | Dry | 1: 0.21781; 2: 0.072603; 3: 0.21781; 4: 0.072603
| 153 | WET | 1: 0.15719; 2: 0.052397; 3: 0.15719; 4: 0.052397
Specified Demand Profile
|  |  | Night (22-6) | Interim1 (7-9) | Interim2 (10-18) | Peak (19-21)
|  | Dry | 1: 0.20422; 2: 0.074817; 3: 0.23224; 4: 0.083866
|  | WET | 1: 0.14329; 2: 0.049483; 3: 0.15412; 4: 0.05796
Model Entry
|  |  | Season | Day Type | Year Split | Specified Demand Profile
|  | S11 | 1: Dry; 2: Night (22-6); 3: 0.21781; 4: 0.20422
|  | S12 | 2: Interim1 (7-9); 3: 0.072603; 4: 0.074817
|  | S13 | 2: Interim2 (10-18); 3: 0.21781; 4: 0.23224
|  | S14 | 2: Peak (19-21); 3: 0.072603; 4: 0.083866
|  | S21 | 1: Wet; 2: Night (22-6); 3: 0.15719; 4: 0.14329
|  | S22 | 2: Interim1 (7-9); 3: 0.052397; 4: 0.049483
|  | S23 | 2: Interim2 (10-18); 3: 0.15719; 4: 0.15412
|  | S24 | 2: Peak (19-21); 3: 0.052397; 4: 0.05796

## B11 Timeslices South
2021 | MW | SOURCE:Data from MEM | Averaged daily load curve for each month in 2021
Hour
Days/Month | Month |  | 1 | 2 | 3 | 4 | 5 | 6 | 7 | 8 | 9 | 10 | 11 | 12 | 13 | 14 | 15 | 16 | 17 | 18 | 19 | 20 | 21 | 22 | 23 | 24 | Peak (MW) | Average Load | 79.4864 | MW
31 | Jan | 1 | 58.5471 | 58.1081 | 57.7565 | 58.3603 | 61.1927 | 69.4715 | 86.2735 | 88.1884 | 89.39 | 90.4503 | 88.2895 | 82.3628 | 82.0016 | 87.7174 | 89.409 | 90.0768 | 89.8858 | 97.0013 | 101.2248 | 92.751 | 81.3185 | 71.9945 | 64.7503 | 60.2203 | 101.2248 | Peak Load | 120.8074 | MW
28 | Feb | 2 | 64.0155 | 62.6654 | 61.7029 | 61.9994 | 64.4226 | 73.7711 | 89.5609 | 88.4468 | 90.51 | 92.6728 | 90.4459 | 85.724 | 86.7672 | 92.8865 | 94.2371 | 93.6109 | 93.8221 | 97.1845 | 108.7431 | 103.028 | 92.2249 | 82.0822 | 72.2211 | 67.4013 | 108.7431 | Load Factor | 0.65796 | %
31 | Mar | 3 | 77.1147 | 74.8229 | 73.2994 | 73.0816 | 75.4895 | 88.6059 | 98.0189 | 98.0365 | 102.9271 | 104.7458 | 102.3992 | 97.1944 | 99.0296 | 104.975 | 105.5254 | 104.2969 | 103.8186 | 106.027 | 120.8074 | 118.1689 | 110.751 | 101.8723 | 91.786 | 85.3118 | 120.8074
30 | Apr | 4 | 78.5159 | 75.9748 | 73.9109 | 72.9453 | 74.131 | 82.5499 | 85.3028 | 87.7325 | 92.4734 | 94.8364 | 91.0182 | 89.4707 | 90.7521 | 95.0802 | 95.542 | 93.5377 | 92.5345 | 94.2275 | 110.0121 | 110.2 | 105.7011 | 97.6386 | 89.348 | 83.9332 | 110.2
31 | May | 5 | 75.3534 | 71.3208 | 69.7083 | 69.1731 | 71.0041 | 78.1883 | 79.2554 | 83.9469 | 89.2629 | 90.8709 | 89.4071 | 84.3159 | 85.2498 | 90.6604 | 90.5793 | 87.3835 | 83.8572 | 84.832 | 108.6647 | 109.4609 | 104.4371 | 95.4923 | 85.8326 | 80.7342 | 109.4609
30 | Jun | 6 | 68.9578 | 67.4114 | 65.6451 | 65.0612 | 66.5434 | 71.7374 | 72.2031 | 75.0425 | 80.7163 | 82.1199 | 80.1334 | 77.8021 | 77.769 | 83.4852 | 83.362 | 79.9157 | 76.4066 | 77.4835 | 98.2015 | 100.4298 | 95.1311 | 87.3069 | 78.7611 | 73.6275 | 100.4298
31 | Jul | 7 | 63.0432 | 60.6083 | 59.3584 | 58.4193 | 60.5561 | 65.5363 | 67.9179 | 70.7656 | 76.5165 | 78.3272 | 77.9227 | 74.0835 | 74.4589 | 78.956 | 77.6441 | 74.809 | 71.8551 | 72.8099 | 91.7455 | 91.4663 | 86.0518 | 78.2489 | 70.1904 | 65.463 | 91.7455
31 | Aug | 8 | 63.1429 | 61.808 | 59.5034 | 59.4523 | 60.4378 | 65.3491 | 67.6859 | 71.4803 | 78.0531 | 80.6555 | 79.6012 | 75.0078 | 75.526 | 80.0373 | 79.0154 | 75.7455 | 71.9799 | 76.2291 | 95.5369 | 93.4569 | 86.9126 | 78.2219 | 69.8635 | 66.2142 | 95.5369
30 | Sep | 9 | 57.8499 | 56.58 | 55.8837 | 56.0642 | 57.8157 | 63.6871 | 65.4405 | 68.6971 | 73.4185 | 75.708 | 74.1863 | 69.9346 | 69.9614 | 73.6644 | 73.4356 | 71.0647 | 70.4568 | 81.5685 | 91.4181 | 87.1047 | 78.7823 | 70.6268 | 63.9154 | 60.2181 | 91.4181
31 | Oct | 10 | 58.2231 | 56.0423 | 55.2559 | 55.4569 | 57.8637 | 64.8736 | 66.4114 | 68.9612 | 72.9535 | 74.6485 | 73.4437 | 69.3309 | 69.9408 | 72.7561 | 72.7565 | 71.0724 | 71.9547 | 89.8848 | 90.1087 | 84.6314 | 76.706 | 69.7567 | 63.0205 | 59.8164 | 90.1087
30 | Nov | 11 | 62.4647 | 61.1244 | 61.0961 | 62.5193 | 65.6231 | 75.6178 | 79.0589 | 80.1342 | 85.6268 | 85.3353 | 83.6751 | 80.306 | 81.0692 | 87.8223 | 88.2381 | 86.259 | 85.397 | 103.8696 | 100.4742 | 94.5542 | 84.4486 | 76.1802 | 69.333 | 65.416 | 103.8696
31 | Dec | 12 | 54.7986 | 53.976 | 53.5604 | 54.819 | 58.7403 | 70.0806 | 83.2669 | 84.241 | 85.6899 | 86.088 | 82.1537 | 76.8306 | 77.3049 | 84.273 | 85.5811 | 86.2413 | 86.0194 | 99.7611 | 95.5087 | 87.1536 | 76.1906 | 67.8805 | 61.2181 | 57.4427 | 99.7611
|  | DRY | 67.2586 | 65.4275 | 64.4335 | 64.6997 | 67.2291 | 76.8979 | 85.8196 | 87.2466 | 90.84 | 92.1428 | 89.627 | 85.1721 | 86.0249 | 91.9164 | 92.7303 | 91.6294 | 90.7621 | 97.5576 | 106.4907 | 102.1881 | 93.5817 | 84.7344 | 76.3556 | 71.4942
|  | WET | 62.2434 | 60.49 | 59.1293 | 58.8908 | 60.6433 | 66.2367 | 67.9318 | 70.9893 | 76.3316 | 78.2918 | 77.0575 | 73.2318 | 73.5312 | 77.7798 | 77.2427 | 74.5214 | 72.5306 | 79.5952 | 93.4021 | 91.4178 | 84.7168 | 76.8322 | 69.1502 | 65.0678
|  | AVERAGE | 65.1689 | 63.3702 | 62.2234 | 62.2793 | 64.485 | 72.4557 | 78.3663 | 80.4728 | 84.7948 | 86.3716 | 84.3897 | 80.1969 | 80.8192 | 86.0262 | 86.2771 | 84.5011 | 83.1657 | 90.0732 | 101.0371 | 97.7005 | 89.888 | 81.4418 | 73.3533 | 68.8166
|  | TOTAL | 1: 22892.0935
Year Split
| Days/Season |  | 1: Night (22-6); 2: Interim1 (7-9); 3: Interim2 (10-18); 4: Peak (19-21)
| 212 | Dry | 1: 0.21781; 2: 0.072603; 3: 0.21781; 4: 0.072603
| 153 | WET | 1: 0.15719; 2: 0.052397; 3: 0.15719; 4: 0.052397
Specified Demand Profile
|  |  | Night (22-6) | Interim1 (7-9) | Interim2 (10-18) | Peak (19-21)
|  | Dry | 1: 0.19525; 2: 0.080698; 3: 0.25; 4: 0.092426
|  | WET | 1: 0.12639; 2: 0.047015; 3: 0.14935; 4: 0.058871
Model Entry
|  |  | Season | Day Type | Year Split | Specified Demand Profile
|  | S11 | 1: Dry; 2: Night (22-6); 3: 0.21781; 4: 0.19525
|  | S12 | 2: Interim1 (7-9); 3: 0.072603; 4: 0.080698
|  | S13 | 2: Interim2 (10-18); 3: 0.21781; 4: 0.25
|  | S14 | 2: Peak (19-21); 3: 0.072603; 4: 0.092426
|  | S21 | 1: Wet; 2: Night (22-6); 3: 0.15719; 4: 0.12639
|  | S22 | 2: Interim1 (7-9); 3: 0.052397; 4: 0.047015
|  | S23 | 2: Interim2 (10-18); 3: 0.15719; 4: 0.14935
|  | S24 | 2: Peak (19-21); 3: 0.052397; 4: 0.058871

## B12 Cost Biomass
USD Inflation calculator
2019 | 2021 | Discount rate | Availability Factor | Capacity Factor | MWh to GJ
1 | 1.06 | 10% |  |  | 3.6
Power Plant |  |  |  |  | Fuel Type | Technology Type | Efficiency | IAR | OAR | Capital cost (USD/kW) | Capital Cost (inclusive of IDC) | Discount Rate | Fixed Cost (USD/kW) | Variable Cost (USD/GJ) | Life time (Years) | construction time |  | 2021 | 2022 | 2023 | 2024 | 2025 | 2026 | 2027 | 2028 | 2029 | 2030 | 2031 | 2032 | 2033 | 2034 | 2035 | 2036 | 2037 | 2038 | 2039 | 2040
Coal Power plants |  |  |  |  | Coal | Supercritical (Hongsa plant) | 43% | 2.3256 | 1 | 1932 | 2311.1187 | 10% | 61.6 | 0.36 | 30 | 5 | Capital Cost | 2311.1187 | 2311.1187 | 2311.1187 | 2311.1187 | 2311.1187 | 2311.1187 | 2311.1187 | 2311.1187 | 2311.1187 | 2311.1187 | 2311.1187 | 2311.1187 | 2311.1187 | 2311.1187 | 2311.1187 | 2311.1187 | 2311.1187 | 2311.1187 | 2311.1187 | 2311.1187
Biomass Power plants |  |  |  |  | Bio | Normal | 35% | 2.8571 | 1 | 2000 | 2297.3967 | 10% | 75 | 0 | 30 | 3 | Capital Cost | 2297.3967 | 2297.3967 | 2297.3967 | 2297.3967 | 2297.3967 | 2297.3967 | 2297.3967 | 2297.3967 | 2297.3967 | 2297.3967 | 2297.3967 | 2297.3967 | 2297.3967 | 2297.3967 | 2297.3967 | 2297.3967 | 2297.3967 | 2297.3967 | 2297.3967 | 2297.3967
Solar PV |  |  |  |  | Sol | PV-Utility | 100% | 1 | 1 | see right | see right | 10% | 12 | 0 | 20 | 1 | Capital Cost | 1221.8568 | 1189.6792 | 1158.3484 | 1127.8455 | 1098.1402 | 1069.2213 | 1041.0646 | 1013.6463 | 986.9546 | 960.9622 | 935.6526 | 911.0129 | 887.0232 | 863.6625 | 840.9159 | 818.7739 | 797.2116 | 776.2154 | 755.7741 | 735.8682
[17 empty] | Fixed Cost | 25.03 | 24.37 | 23.73 | 23.1 | 22.49 | 21.9 | 21.32 | 20.76 | 20.22 | 19.68 | 19.17 | 18.66 | 18.17 | 17.69 | 17.22 | 16.77 | 16.33 | 15.9 | 15.48 | 15.07
Hydro Power (Dam & ROR) |  |  |  |  | Hyd | Hydro (ROR,DAM) small and large | 100% | 1 | 1 | 1660 | 1985.7438 | 10% | 27.4 | 0.139 | 80 | 5 | Capital Cost | 1985.7438 | 1985.7438 | 1985.7438 | 1985.7438 | 1985.7438 | 1985.7438 | 1985.7438 | 1985.7438 | 1985.7438 | 1985.7438 | 1985.7438 | 1985.7438 | 1985.7438 | 1985.7438 | 1985.7438 | 1985.7438 | 1985.7438 | 1985.7438 | 1985.7438 | 1985.7438
Wind OnShore |  |  |  |  | WND | On Shore | 100% | 1 | 1 | see right | see right | 10% | 28 | 0 | 20 | 2 | Capital Cost | 1781.4499 | 1775.514 | 1769.5992 | 1763.7034 | 1757.8288 | 1751.9714 | 1746.1351 | 1740.3162 | 1734.5194 | 1728.7423 | 1722.9819 | 1717.2401 | 1711.5194 | 1705.8195 | 1700.1348 | 1694.4713 | 1688.8257 | 1683.1988 | 1677.5907 | 1672.0008
[17 empty] | Fixed Cost | 75.59 | 75.34 | 75.09 | 74.84 | 74.59 | 74.34 | 74.1 | 73.85 | 73.6 | 73.36 | 73.11 | 72.87 | 72.63 | 72.38 | 72.14 | 71.9 | 71.66 | 71.42 | 71.19 | 70.95
All the costs come from the Vietnam Master plan data for 2021. | The costs are overnight costs
USD @ 2019 |  | Overnight costs |  |  | Capital costs with IDC |  |  |  |  | Capital costs with IDC
|  | 2020 | 2030 | 2050 | 2020 | 2030 | 2050 |  |  | 2021 | 2022 | 2023 | 2024 | 2025 | 2026 | 2027 | 2028 | 2029 | 2030 | 2031 | 2032 | 2033 | 2034 | 2035 | 2036 | 2037 | 2038 | 2039 | 2040 | 2041 | 2042 | 2043 | 2044 | 2045 | 2046 | 2047 | 2048 | 2049 | 2050
Biomass | Capital cost (USD/KW) | 1800 | 1600 | 1400 | 2178 | 1936 | 1694 |  |  | 2178 | 2151.1111 | 2124.2222 | 2097.3333 | 2070.4444 | 2043.5556 | 2016.6667 | 1989.7778 | 1962.8889 | 1936 | 1923.9 | 1911.8 | 1899.7 | 1887.6 | 1875.5 | 1863.4 | 1851.3 | 1839.2 | 1827.1 | 1815 | 1802.9 | 1790.8 | 1778.7 | 1766.6 | 1754.5 | 1742.4 | 1730.3 | 1718.2 | 1706.1 | 1694
Biomass | Fixed O&M cost (USD/KW) | 49.5 | 45.5 | 39.6 | 49.5 | 45.5 | 39.6 |  |  | 49.5 | 49.0556 | 48.6111 | 48.1667 | 47.7222 | 47.2778 | 46.8333 | 46.3889 | 45.9444 | 45.5 | 45.205 | 44.91 | 44.615 | 44.32 | 44.025 | 43.73 | 43.435 | 43.14 | 42.845 | 42.55 | 42.255 | 41.96 | 41.665 | 41.37 | 41.075 | 40.78 | 40.485 | 40.19 | 39.895 | 39.6
Biomass | Variable O&M cost (USD/MWh) | 3.2 | 2.9 | 2.5 | 3.2 | 2.9 | 2.5 |  |  | 3.2 | 3.1667 | 3.1333 | 3.1 | 3.0667 | 3.0333 | 3 | 2.9667 | 2.9333 | 2.9 | 2.88 | 2.86 | 2.84 | 2.82 | 2.8 | 2.78 | 2.76 | 2.74 | 2.72 | 2.7 | 2.68 | 2.66 | 2.64 | 2.62 | 2.6 | 2.58 | 2.56 | 2.54 | 2.52 | 2.5
Biomass | Cosntruction Time (years) | 2 | 2 | 2
USD @ 2021 | [9 empty] | Capital costs with IDC 2021: Capital costs with IDC
[10 empty] | 2021 | 2022 | 2023 | 2024 | 2025 | 2026 | 2027 | 2028 | 2029 | 2030 | 2031 | 2032 | 2033 | 2034 | 2035 | 2036 | 2037 | 2038 | 2039 | 2040 | 2041 | 2042 | 2043 | 2044 | 2045 | 2046 | 2047 | 2048 | 2049 | 2050 | 2051 | 2052 | 2053 | 2054 | 2055
[9 empty] | Capital cost (USD/KW) | 2308.68 | 2280.1778 | 2251.6756 | 2223.1733 | 2194.6711 | 2166.1689 | 2137.6667 | 2109.1644 | 2080.6622 | 2052.16 | 2039.334 | 2026.508 | 2013.682 | 2000.856 | 1988.03 | 1975.204 | 1962.378 | 1949.552 | 1936.726 | 1923.9 | 1911.074 | 1898.248 | 1885.422 | 1872.596 | 1859.77 | 1846.944 | 1834.118 | 1821.292 | 1808.466 | 1795.64 | 1795.64 | 1795.64 | 1795.64 | 1795.64 | 1795.64
[9 empty] | Fixed O&M cost (USD/KW) | 52.47 | 51.9989 | 51.5278 | 51.0567 | 50.5856 | 50.1144 | 49.6433 | 49.1722 | 48.7011 | 48.23 | 47.9173 | 47.6046 | 47.2919 | 46.9792 | 46.6665 | 46.3538 | 46.0411 | 45.7284 | 45.4157 | 45.103 | 44.7903 | 44.4776 | 44.1649 | 43.8522 | 43.5395 | 43.2268 | 42.9141 | 42.6014 | 42.2887 | 41.976 | 41.976 | 41.976 | 41.976 | 41.976 | 41.976
[9 empty] | Variable O&M cost (USD/MWh) | 3.392 | 3.3567 | 3.3213 | 3.286 | 3.2507 | 3.2153 | 3.18 | 3.1447 | 3.1093 | 3.074 | 3.0528 | 3.0316 | 3.0104 | 2.9892 | 2.968 | 2.9468 | 2.9256 | 2.9044 | 2.8832 | 2.862 | 2.8408 | 2.8196 | 2.7984 | 2.7772 | 2.756 | 2.7348 | 2.7136 | 2.6924 | 2.6712 | 2.65 | 2.65 | 2.65 | 2.65 | 2.65 | 2.65
[9 empty] | Variable O&M cost (USD/GJ) | 12.2112 | 12.084 | 11.9568 | 11.8296 | 11.7024 | 11.5752 | 11.448 | 11.3208 | 11.1936 | 11.0664 | 10.9901 | 10.9138 | 10.8374 | 10.7611 | 10.6848 | 10.6085 | 10.5322 | 10.4558 | 10.3795 | 10.3032 | 10.2269 | 10.1506 | 10.0742 | 9.9979 | 9.9216 | 9.8453 | 9.769 | 9.6926 | 9.6163 | 9.54 | 9.54 | 9.54 | 9.54 | 9.54 | 9.54
Average capacity factor | 65% | Class 3 renewables potential in Southeast Asia: Biomass energy in Thailand ¦ MARKET INSIGHT ¦ Reccessary

## B13 Cost Wind Onshore
USD Inflation calculator
2019 | 2021 | Discount rate | Availability Factor | Capacity Factor | MWh to GJ
1 | 1.06 | 10% |  |  | 3.6
Power Plant |  |  |  |  | Fuel Type | Technology Type | Efficiency | IAR | OAR | Capital cost (USD/kW) | Capital Cost (inclusive of IDC) | Discount Rate | Fixed Cost (USD/kW) | Variable Cost (USD/GJ) | Life time (Years) | construction time |  | 2021 | 2022 | 2023 | 2024 | 2025 | 2026 | 2027 | 2028 | 2029 | 2030 | 2031 | 2032 | 2033 | 2034 | 2035 | 2036 | 2037 | 2038 | 2039 | 2040
Coal Power plants |  |  |  |  | Coal | Supercritical (Hongsa plant) | 43% | 2.3256 | 1 | 1932 | 2311.1187 | 10% | 61.6 | 0.36 | 30 | 5 | Capital Cost | 2311.1187 | 2311.1187 | 2311.1187 | 2311.1187 | 2311.1187 | 2311.1187 | 2311.1187 | 2311.1187 | 2311.1187 | 2311.1187 | 2311.1187 | 2311.1187 | 2311.1187 | 2311.1187 | 2311.1187 | 2311.1187 | 2311.1187 | 2311.1187 | 2311.1187 | 2311.1187
Biomass Power plants |  |  |  |  | Bio | Normal | 35% | 2.8571 | 1 | 2000 | 2297.3967 | 10% | 75 | 0 | 30 | 3 | Capital Cost | 2297.3967 | 2297.3967 | 2297.3967 | 2297.3967 | 2297.3967 | 2297.3967 | 2297.3967 | 2297.3967 | 2297.3967 | 2297.3967 | 2297.3967 | 2297.3967 | 2297.3967 | 2297.3967 | 2297.3967 | 2297.3967 | 2297.3967 | 2297.3967 | 2297.3967 | 2297.3967
Solar PV |  |  |  |  | Sol | PV-Utility | 100% | 1 | 1 | see right | see right | 10% | 12 | 0 | 20 | 1 | Capital Cost | 1221.8568 | 1189.6792 | 1158.3484 | 1127.8455 | 1098.1402 | 1069.2213 | 1041.0646 | 1013.6463 | 986.9546 | 960.9622 | 935.6526 | 911.0129 | 887.0232 | 863.6625 | 840.9159 | 818.7739 | 797.2116 | 776.2154 | 755.7741 | 735.8682
[17 empty] | Fixed Cost | 25.03 | 24.37 | 23.73 | 23.1 | 22.49 | 21.9 | 21.32 | 20.76 | 20.22 | 19.68 | 19.17 | 18.66 | 18.17 | 17.69 | 17.22 | 16.77 | 16.33 | 15.9 | 15.48 | 15.07
Hydro Power (Dam & ROR) |  |  |  |  | Hyd | Hydro (ROR,DAM) small and large | 100% | 1 | 1 | 1660 | 1985.7438 | 10% | 27.4 | 0.139 | 80 | 5 | Capital Cost | 1985.7438 | 1985.7438 | 1985.7438 | 1985.7438 | 1985.7438 | 1985.7438 | 1985.7438 | 1985.7438 | 1985.7438 | 1985.7438 | 1985.7438 | 1985.7438 | 1985.7438 | 1985.7438 | 1985.7438 | 1985.7438 | 1985.7438 | 1985.7438 | 1985.7438 | 1985.7438
Wind OnShore |  |  |  |  | WND | On Shore | 100% | 1 | 1 | see right | see right | 10% | 28 | 0 | 20 | 2 | Capital Cost | 1781.4499 | 1775.514 | 1769.5992 | 1763.7034 | 1757.8288 | 1751.9714 | 1746.1351 | 1740.3162 | 1734.5194 | 1728.7423 | 1722.9819 | 1717.2401 | 1711.5194 | 1705.8195 | 1700.1348 | 1694.4713 | 1688.8257 | 1683.1988 | 1677.5907 | 1672.0008
[17 empty] | Fixed Cost | 75.59 | 75.34 | 75.09 | 74.84 | 74.59 | 74.34 | 74.1 | 73.85 | 73.6 | 73.36 | 73.11 | 72.87 | 72.63 | 72.38 | 72.14 | 71.9 | 71.66 | 71.42 | 71.19 | 70.95
All the costs come from the Vietnam Master plan data for 2021. | The costs are overnight costs
USD @ 2019 |  | Overnight costs |  |  | Capital costs with IDC |  |  |  |  | Capital costs with IDC
|  | 2020 | 2030 | 2050 | 2020 | 2030 | 2050 |  |  | 2021 | 2022 | 2023 | 2024 | 2025 | 2026 | 2027 | 2028 | 2029 | 2030 | 2031 | 2032 | 2033 | 2034 | 2035 | 2036 | 2037 | 2038 | 2039 | 2040 | 2041 | 2042 | 2043 | 2044 | 2045 | 2046 | 2047 | 2048 | 2049 | 2050
Rooftop Solar PV | Capital cost (USD/KW) | 1500 | 1280 | 1008 | 1730.5346 | 1476.7229 | 1162.9193 |  |  | 1730.5346 | 1702.3333 | 1674.132 | 1645.9307 | 1617.7294 | 1589.5281 | 1561.3268 | 1533.1255 | 1504.9242 | 1476.7229 | 1461.0327 | 1445.3425 | 1429.6523 | 1413.9621 | 1398.272 | 1382.5818 | 1366.8916 | 1351.2014 | 1335.5112 | 1319.8211 | 1304.1309 | 1288.4407 | 1272.7505 | 1257.0603 | 1241.3702 | 1225.68 | 1209.9898 | 1194.2996 | 1178.6094 | 1162.9193
Rooftop Solar PV | Fixed O&M cost (USD/KW) | 42 | 36 | 28 | 42 | 36 | 28 |  |  | 42 | 41.3333 | 40.6667 | 40 | 39.3333 | 38.6667 | 38 | 37.3333 | 36.6667 | 36 | 35.6 | 35.2 | 34.8 | 34.4 | 34 | 33.6 | 33.2 | 32.8 | 32.4 | 32 | 31.6 | 31.2 | 30.8 | 30.4 | 30 | 29.6 | 29.2 | 28.8 | 28.4 | 28
Rooftop Solar PV | Variable O&M cost (USD/MWh) | 3.5 | 2.8 | 2.3 | 3.5 | 2.8 | 2.3 |  |  | 3.5 | 3.4222 | 3.3444 | 3.2667 | 3.1889 | 3.1111 | 3.0333 | 2.9556 | 2.8778 | 2.8 | 2.775 | 2.75 | 2.725 | 2.7 | 2.675 | 2.65 | 2.625 | 2.6 | 2.575 | 2.55 | 2.525 | 2.5 | 2.475 | 2.45 | 2.425 | 2.4 | 2.375 | 2.35 | 2.325 | 2.3
Rooftop Solar PV | Cosntruction Time (years) | 1.5 | 1.5 | 1.5
USD @ 2021 | [9 empty] | Capital costs with IDC 2021: Capital costs with IDC
[10 empty] | 2021 | 2022 | 2023 | 2024 | 2025 | 2026 | 2027 | 2028 | 2029 | 2030 | 2031 | 2032 | 2033 | 2034 | 2035 | 2036 | 2037 | 2038 | 2039 | 2040 | 2041 | 2042 | 2043 | 2044 | 2045 | 2046 | 2047 | 2048 | 2049 | 2050 | 2051 | 2052 | 2053 | 2054 | 2055
[9 empty] | Capital cost (USD/KW) | 1834.3667 | 1804.4733 | 1774.5799 | 1744.6865 | 1714.7931 | 1684.8998 | 1655.0064 | 1625.113 | 1595.2196 | 1565.3262 | 1548.6946 | 1532.063 | 1515.4315 | 1498.7999 | 1482.1683 | 1465.5367 | 1448.9051 | 1432.2735 | 1415.6419 | 1399.0103 | 1382.3787 | 1365.7471 | 1349.1155 | 1332.484 | 1315.8524 | 1299.2208 | 1282.5892 | 1265.9576 | 1249.326 | 1232.6944 | 1232.6944 | 1232.6944 | 1232.6944 | 1232.6944 | 1232.6944
[9 empty] | Fixed O&M cost (USD/KW) | 44.52 | 43.8133 | 43.1067 | 42.4 | 41.6933 | 40.9867 | 40.28 | 39.5733 | 38.8667 | 38.16 | 37.736 | 37.312 | 36.888 | 36.464 | 36.04 | 35.616 | 35.192 | 34.768 | 34.344 | 33.92 | 33.496 | 33.072 | 32.648 | 32.224 | 31.8 | 31.376 | 30.952 | 30.528 | 30.104 | 29.68 | 29.68 | 29.68 | 29.68 | 29.68 | 29.68
[9 empty] | Variable O&M cost (USD/MWh) | 3.71 | 3.6276 | 3.5451 | 3.4627 | 3.3802 | 3.2978 | 3.2153 | 3.1329 | 3.0504 | 2.968 | 2.9415 | 2.915 | 2.8885 | 2.862 | 2.8355 | 2.809 | 2.7825 | 2.756 | 2.7295 | 2.703 | 2.6765 | 2.65 | 2.6235 | 2.597 | 2.5705 | 2.544 | 2.5175 | 2.491 | 2.4645 | 2.438 | 2.438 | 2.438 | 2.438 | 2.438 | 2.438
[9 empty] | Variable O&M cost (USD/GJ) | 13.356 | 13.0592 | 12.7624 | 12.4656 | 12.1688 | 11.872 | 11.5752 | 11.2784 | 10.9816 | 10.6848 | 10.5894 | 10.494 | 10.3986 | 10.3032 | 10.2078 | 10.1124 | 10.017 | 9.9216 | 9.8262 | 9.7308 | 9.6354 | 9.54 | 9.4446 | 9.3492 | 9.2538 | 9.1584 | 9.063 | 8.9676 | 8.8722 | 8.7768 | 8.7768 | 8.7768 | 8.7768 | 8.7768 | 8.7768

## B14 Cost Rooftop Solar PV
USD Inflation calculator
2019 | 2021 | Discount rate | Availability Factor | Capacity Factor | MWh to GJ
1 | 1.06 | 10% |  |  | 3.6
Power Plant |  |  |  |  | Fuel Type | Technology Type | Efficiency | IAR | OAR | Capital cost (USD/kW) | Capital Cost (inclusive of IDC) | Discount Rate | Fixed Cost (USD/kW) | Variable Cost (USD/GJ) | Life time (Years) | construction time |  | 2021 | 2022 | 2023 | 2024 | 2025 | 2026 | 2027 | 2028 | 2029 | 2030 | 2031 | 2032 | 2033 | 2034 | 2035 | 2036 | 2037 | 2038 | 2039 | 2040
Coal Power plants |  |  |  |  | Coal | Supercritical (Hongsa plant) | 43% | 2.3256 | 1 | 1932 | 2311.1187 | 10% | 61.6 | 0.36 | 30 | 5 | Capital Cost | 2311.1187 | 2311.1187 | 2311.1187 | 2311.1187 | 2311.1187 | 2311.1187 | 2311.1187 | 2311.1187 | 2311.1187 | 2311.1187 | 2311.1187 | 2311.1187 | 2311.1187 | 2311.1187 | 2311.1187 | 2311.1187 | 2311.1187 | 2311.1187 | 2311.1187 | 2311.1187
Biomass Power plants |  |  |  |  | Bio | Normal | 35% | 2.8571 | 1 | 2000 | 2297.3967 | 10% | 75 | 0 | 30 | 3 | Capital Cost | 2297.3967 | 2297.3967 | 2297.3967 | 2297.3967 | 2297.3967 | 2297.3967 | 2297.3967 | 2297.3967 | 2297.3967 | 2297.3967 | 2297.3967 | 2297.3967 | 2297.3967 | 2297.3967 | 2297.3967 | 2297.3967 | 2297.3967 | 2297.3967 | 2297.3967 | 2297.3967
Solar PV |  |  |  |  | Sol | PV-Utility | 100% | 1 | 1 | see right | see right | 10% | 12 | 0 | 20 | 1 | Capital Cost | 1221.8568 | 1189.6792 | 1158.3484 | 1127.8455 | 1098.1402 | 1069.2213 | 1041.0646 | 1013.6463 | 986.9546 | 960.9622 | 935.6526 | 911.0129 | 887.0232 | 863.6625 | 840.9159 | 818.7739 | 797.2116 | 776.2154 | 755.7741 | 735.8682
[17 empty] | Fixed Cost | 25.03 | 24.37 | 23.73 | 23.1 | 22.49 | 21.9 | 21.32 | 20.76 | 20.22 | 19.68 | 19.17 | 18.66 | 18.17 | 17.69 | 17.22 | 16.77 | 16.33 | 15.9 | 15.48 | 15.07
Hydro Power (Dam & ROR) |  |  |  |  | Hyd | Hydro (ROR,DAM) small and large | 100% | 1 | 1 | 1660 | 1985.7438 | 10% | 27.4 | 0.139 | 80 | 5 | Capital Cost | 1985.7438 | 1985.7438 | 1985.7438 | 1985.7438 | 1985.7438 | 1985.7438 | 1985.7438 | 1985.7438 | 1985.7438 | 1985.7438 | 1985.7438 | 1985.7438 | 1985.7438 | 1985.7438 | 1985.7438 | 1985.7438 | 1985.7438 | 1985.7438 | 1985.7438 | 1985.7438
Wind OnShore |  |  |  |  | WND | On Shore | 100% | 1 | 1 | see right | see right | 10% | 28 | 0 | 20 | 2 | Capital Cost | 1781.4499 | 1775.514 | 1769.5992 | 1763.7034 | 1757.8288 | 1751.9714 | 1746.1351 | 1740.3162 | 1734.5194 | 1728.7423 | 1722.9819 | 1717.2401 | 1711.5194 | 1705.8195 | 1700.1348 | 1694.4713 | 1688.8257 | 1683.1988 | 1677.5907 | 1672.0008
[17 empty] | Fixed Cost | 75.59 | 75.34 | 75.09 | 74.84 | 74.59 | 74.34 | 74.1 | 73.85 | 73.6 | 73.36 | 73.11 | 72.87 | 72.63 | 72.38 | 72.14 | 71.9 | 71.66 | 71.42 | 71.19 | 70.95
All the costs come from the Vietnam Master plan data for 2021. | The costs are overnight costs
USD @ 2019 |  | Overnight costs |  |  | Capital costs with IDC |  |  |  |  | Capital costs with IDC
|  | 2020 | 2030 | 2050 | 2020 | 2030 | 2050 |  |  | 2021 | 2022 | 2023 | 2024 | 2025 | 2026 | 2027 | 2028 | 2029 | 2030 | 2031 | 2032 | 2033 | 2034 | 2035 | 2036 | 2037 | 2038 | 2039 | 2040 | 2041 | 2042 | 2043 | 2044 | 2045 | 2046 | 2047 | 2048 | 2049 | 2050
Rooftop Solar PV | Capital cost (USD/KW) | 1000 | 710 | 520 | 1007.654 | 715.4343 | 523.9801 |  |  | 1007.654 | 975.1851 | 942.7163 | 910.2474 | 877.7786 | 845.3097 | 812.8409 | 780.372 | 747.9032 | 715.4343 | 705.8616 | 696.2889 | 686.7162 | 677.1435 | 667.5707 | 657.998 | 648.4253 | 638.8526 | 629.2799 | 619.7072 | 610.1345 | 600.5618 | 590.989 | 581.4163 | 571.8436 | 562.2709 | 552.6982 | 543.1255 | 533.5528 | 523.9801
Rooftop Solar PV | Fixed O&M cost (USD/KW) | 14.8 | 10 | 8 | 14.8 | 10 | 8 |  |  | 14.8 | 14.2667 | 13.7333 | 13.2 | 12.6667 | 12.1333 | 11.6 | 11.0667 | 10.5333 | 10 | 9.9 | 9.8 | 9.7 | 9.6 | 9.5 | 9.4 | 9.3 | 9.2 | 9.1 | 9 | 8.9 | 8.8 | 8.7 | 8.6 | 8.5 | 8.4 | 8.3 | 8.2 | 8.1 | 8
Rooftop Solar PV | Variable O&M cost (USD/MWh) | 0 | 0 | 0 | 0 | 0 | 0 |  |  | 0 | 0 | 0 | 0 | 0 | 0 | 0 | 0 | 0 | 0 | 0 | 0 | 0 | 0 | 0 | 0 | 0 | 0 | 0 | 0 | 0 | 0 | 0 | 0 | 0 | 0 | 0 | 0 | 0 | 0
Rooftop Solar PV | Cosntruction Time (years) | 0.08 | 0.08 | 0.08
USD @ 2021 | [9 empty] | Capital costs with IDC 2021: Capital costs with IDC
[10 empty] | 2021 | 2022 | 2023 | 2024 | 2025 | 2026 | 2027 | 2028 | 2029 | 2030 | 2031 | 2032 | 2033 | 2034 | 2035 | 2036 | 2037 | 2038 | 2039 | 2040 | 2041 | 2042 | 2043 | 2044 | 2045 | 2046 | 2047 | 2048 | 2049 | 2050
[9 empty] | Capital cost (USD/KW) | 1068.1132 | 1033.6962 | 999.2792 | 964.8623 | 930.4453 | 896.0283 | 861.6113 | 827.1943 | 792.7773 | 758.3604 | 748.2133 | 738.0662 | 727.9191 | 717.7721 | 707.625 | 697.4779 | 687.3308 | 677.1838 | 667.0367 | 656.8896 | 646.7425 | 636.5955 | 626.4484 | 616.3013 | 606.1542 | 596.0072 | 585.8601 | 575.713 | 565.5659 | 555.4189
[9 empty] | Fixed O&M cost (USD/KW) | 15.688 | 15.1227 | 14.5573 | 13.992 | 13.4267 | 12.8613 | 12.296 | 11.7307 | 11.1653 | 10.6 | 10.494 | 10.388 | 10.282 | 10.176 | 10.07 | 9.964 | 9.858 | 9.752 | 9.646 | 9.54 | 9.434 | 9.328 | 9.222 | 9.116 | 9.01 | 8.904 | 8.798 | 8.692 | 8.586 | 8.48
[9 empty] | Variable O&M cost (USD/MWh) | 0 | 0 | 0 | 0 | 0 | 0 | 0 | 0 | 0 | 0 | 0 | 0 | 0 | 0 | 0 | 0 | 0 | 0 | 0 | 0 | 0 | 0 | 0 | 0 | 0 | 0 | 0 | 0 | 0 | 0
[9 empty] | Variable O&M cost (USD/GJ) | 0 | 0 | 0 | 0 | 0 | 0 | 0 | 0 | 0 | 0 | 0 | 0 | 0 | 0 | 0 | 0 | 0 | 0 | 0 | 0 | 0 | 0 | 0 | 0 | 0 | 0 | 0 | 0 | 0 | 0

## B15 Cost Utility Solar PV
USD Inflation calculator
2019 | 2021 | Discount rate | Availability Factor | Capacity Factor | MWh to GJ
1 | 1.06 | 10% |  |  | 3.6
Power Plant |  |  |  |  | Fuel Type | Technology Type | Efficiency | IAR | OAR | Capital cost (USD/kW) | Capital Cost (inclusive of IDC) | Discount Rate | Fixed Cost (USD/kW) | Variable Cost (USD/GJ) | Life time (Years) | construction time |  | 2021 | 2022 | 2023 | 2024 | 2025 | 2026 | 2027 | 2028 | 2029 | 2030 | 2031 | 2032 | 2033 | 2034 | 2035 | 2036 | 2037 | 2038 | 2039 | 2040
Coal Power plants |  |  |  |  | Coal | Supercritical (Hongsa plant) | 43% | 2.3256 | 1 | 1932 | 2311.1187 | 10% | 61.6 | 0.36 | 30 | 5 | Capital Cost | 2311.1187 | 2311.1187 | 2311.1187 | 2311.1187 | 2311.1187 | 2311.1187 | 2311.1187 | 2311.1187 | 2311.1187 | 2311.1187 | 2311.1187 | 2311.1187 | 2311.1187 | 2311.1187 | 2311.1187 | 2311.1187 | 2311.1187 | 2311.1187 | 2311.1187 | 2311.1187
Biomass Power plants |  |  |  |  | Bio | Normal | 35% | 2.8571 | 1 | 2000 | 2297.3967 | 10% | 75 | 0 | 30 | 3 | Capital Cost | 2297.3967 | 2297.3967 | 2297.3967 | 2297.3967 | 2297.3967 | 2297.3967 | 2297.3967 | 2297.3967 | 2297.3967 | 2297.3967 | 2297.3967 | 2297.3967 | 2297.3967 | 2297.3967 | 2297.3967 | 2297.3967 | 2297.3967 | 2297.3967 | 2297.3967 | 2297.3967
Solar PV |  |  |  |  | Sol | PV-Utility | 100% | 1 | 1 | see right | see right | 10% | 12 | 0 | 20 | 1 | Capital Cost | 1221.8568 | 1189.6792 | 1158.3484 | 1127.8455 | 1098.1402 | 1069.2213 | 1041.0646 | 1013.6463 | 986.9546 | 960.9622 | 935.6526 | 911.0129 | 887.0232 | 863.6625 | 840.9159 | 818.7739 | 797.2116 | 776.2154 | 755.7741 | 735.8682
[17 empty] | Fixed Cost | 25.03 | 24.37 | 23.73 | 23.1 | 22.49 | 21.9 | 21.32 | 20.76 | 20.22 | 19.68 | 19.17 | 18.66 | 18.17 | 17.69 | 17.22 | 16.77 | 16.33 | 15.9 | 15.48 | 15.07
Hydro Power (Dam & ROR) |  |  |  |  | Hyd | Hydro (ROR,DAM) small and large | 100% | 1 | 1 | 1660 | 1985.7438 | 10% | 27.4 | 0.139 | 80 | 5 | Capital Cost | 1985.7438 | 1985.7438 | 1985.7438 | 1985.7438 | 1985.7438 | 1985.7438 | 1985.7438 | 1985.7438 | 1985.7438 | 1985.7438 | 1985.7438 | 1985.7438 | 1985.7438 | 1985.7438 | 1985.7438 | 1985.7438 | 1985.7438 | 1985.7438 | 1985.7438 | 1985.7438
Wind OnShore |  |  |  |  | WND | On Shore | 100% | 1 | 1 | see right | see right | 10% | 28 | 0 | 20 | 2 | Capital Cost | 1781.4499 | 1775.514 | 1769.5992 | 1763.7034 | 1757.8288 | 1751.9714 | 1746.1351 | 1740.3162 | 1734.5194 | 1728.7423 | 1722.9819 | 1717.2401 | 1711.5194 | 1705.8195 | 1700.1348 | 1694.4713 | 1688.8257 | 1683.1988 | 1677.5907 | 1672.0008
[17 empty] | Fixed Cost | 75.59 | 75.34 | 75.09 | 74.84 | 74.59 | 74.34 | 74.1 | 73.85 | 73.6 | 73.36 | 73.11 | 72.87 | 72.63 | 72.38 | 72.14 | 71.9 | 71.66 | 71.42 | 71.19 | 70.95
All the costs come from the Vietnam Master plan data for 2021. | The costs are overnight costs
USD @ 2019 |  | Overnight costs |  |  | Capital costs with IDC |  |  |  |  | Capital costs with IDC
|  | 2020 | 2030 | 2050 | 2020 | 2030 | 2050 |  |  | 2021 | 2022 | 2023 | 2024 | 2025 | 2026 | 2027 | 2028 | 2029 | 2030 | 2031 | 2032 | 2033 | 2034 | 2035 | 2036 | 2037 | 2038 | 2039 | 2040 | 2041 | 2042 | 2043 | 2044 | 2045 | 2046 | 2047 | 2048 | 2049 | 2050
Solar PV | Capital cost (USD/KW) | 930 | 660 | 480 | 994.1635 | 692.2138 | 493.9228 |  |  | 994.1635 | 960.6136 | 927.0636 | 893.5136 | 859.9637 | 826.4137 | 792.8637 | 759.3138 | 725.7638 | 692.2138 | 682.2993 | 672.3847 | 662.4702 | 652.5556 | 642.6411 | 632.7265 | 622.812 | 612.8974 | 602.9829 | 593.0683 | 583.1537 | 573.2392 | 563.3246 | 553.4101 | 543.4955 | 533.581 | 523.6664 | 513.7519 | 503.8373 | 493.9228
Solar PV | Fixed O&M cost (USD/KW) | 15.5 | 10 | 8 | 15.5 | 10 | 8 |  |  | 15.5 | 14.8889 | 14.2778 | 13.6667 | 13.0556 | 12.4444 | 11.8333 | 11.2222 | 10.6111 | 10 | 9.9 | 9.8 | 9.7 | 9.6 | 9.5 | 9.4 | 9.3 | 9.2 | 9.1 | 9 | 8.9 | 8.8 | 8.7 | 8.6 | 8.5 | 8.4 | 8.3 | 8.2 | 8.1 | 8
Solar PV | Variable O&M cost (USD/MWh) | 0 | 0 | 0 | 0 | 0 | 0 |  |  | 0 | 0 | 0 | 0 | 0 | 0 | 0 | 0 | 0 | 0 | 0 | 0 | 0 | 0 | 0 | 0 | 0 | 0 | 0 | 0 | 0 | 0 | 0 | 0 | 0 | 0 | 0 | 0 | 0 | 0
Solar PV | Cosntruction Time (years) | 0.7 | 0.5 | 0.3
USD @ 2021 | [9 empty] | Capital costs with IDC 2021: Capital costs with IDC
[10 empty] | 2021 | 2022 | 2023 | 2024 | 2025 | 2026 | 2027 | 2028 | 2029 | 2030 | 2031 | 2032 | 2033 | 2034 | 2035 | 2036 | 2037 | 2038 | 2039 | 2040 | 2041 | 2042 | 2043 | 2044 | 2045 | 2046 | 2047 | 2048 | 2049 | 2050 | 2051 | 2052 | 2053 | 2054 | 2055
[9 empty] | Capital cost (USD/KW) | 1053.8133 | 1018.2504 | 982.6874 | 947.1245 | 911.5615 | 875.9985 | 840.4356 | 804.8726 | 769.3096 | 733.7467 | 723.2372 | 712.7278 | 702.2184 | 691.709 | 681.1995 | 670.6901 | 660.1807 | 649.6713 | 639.1618 | 628.6524 | 618.143 | 607.6335 | 597.1241 | 586.6147 | 576.1053 | 565.5958 | 555.0864 | 544.577 | 534.0676 | 523.5581 | 523.5581 | 523.5581 | 523.5581 | 523.5581 | 523.5581
[9 empty] | Fixed O&M cost (USD/KW) | 16.43 | 15.7822 | 15.1344 | 14.4867 | 13.8389 | 13.1911 | 12.5433 | 11.8956 | 11.2478 | 10.6 | 10.494 | 10.388 | 10.282 | 10.176 | 10.07 | 9.964 | 9.858 | 9.752 | 9.646 | 9.54 | 9.434 | 9.328 | 9.222 | 9.116 | 9.01 | 8.904 | 8.798 | 8.692 | 8.586 | 8.48 | 8.48 | 8.48 | 8.48 | 8.48 | 8.48
[9 empty] | Variable O&M cost (USD/MWh) | 0 | 0 | 0 | 0 | 0 | 0 | 0 | 0 | 0 | 0 | 0 | 0 | 0 | 0 | 0 | 0 | 0 | 0 | 0 | 0 | 0 | 0 | 0 | 0 | 0 | 0 | 0 | 0 | 0 | 0 | 0 | 0 | 0 | 0 | 0
[9 empty] | Variable O&M cost (USD/GJ) | 0 | 0 | 0 | 0 | 0 | 0 | 0 | 0 | 0 | 0 | 0 | 0 | 0 | 0 | 0 | 0 | 0 | 0 | 0 | 0 | 0 | 0 | 0 | 0 | 0 | 0 | 0 | 0 | 0 | 0 | 0 | 0 | 0 | 0 | 0

## B16 Cost Small Hydro
USD Inflation calculator
2019 | 2021 | Discount rate | Availability Factor | Capacity Factor | MWh to GJ
1 | 1.06 | 10% |  |  | 3.6
Power Plant |  |  |  |  | Fuel Type | Technology Type | Efficiency | IAR | OAR | Capital cost (USD/kW) | Capital Cost (inclusive of IDC) | Discount Rate | Fixed Cost (USD/kW) | Variable Cost (USD/GJ) | Life time (Years) | construction time |  | 2021 | 2022 | 2023 | 2024 | 2025 | 2026 | 2027 | 2028 | 2029 | 2030 | 2031 | 2032 | 2033 | 2034 | 2035 | 2036 | 2037 | 2038 | 2039 | 2040
Coal Power plants |  |  |  |  | Coal | Supercritical (Hongsa plant) | 43% | 2.3256 | 1 | 1932 | 2311.1187 | 10% | 61.6 | 0.36 | 30 | 5 | Capital Cost | 2311.1187 | 2311.1187 | 2311.1187 | 2311.1187 | 2311.1187 | 2311.1187 | 2311.1187 | 2311.1187 | 2311.1187 | 2311.1187 | 2311.1187 | 2311.1187 | 2311.1187 | 2311.1187 | 2311.1187 | 2311.1187 | 2311.1187 | 2311.1187 | 2311.1187 | 2311.1187
Biomass Power plants |  |  |  |  | Bio | Normal | 35% | 2.8571 | 1 | 2000 | 2297.3967 | 10% | 75 | 0 | 30 | 3 | Capital Cost | 2297.3967 | 2297.3967 | 2297.3967 | 2297.3967 | 2297.3967 | 2297.3967 | 2297.3967 | 2297.3967 | 2297.3967 | 2297.3967 | 2297.3967 | 2297.3967 | 2297.3967 | 2297.3967 | 2297.3967 | 2297.3967 | 2297.3967 | 2297.3967 | 2297.3967 | 2297.3967
Solar PV |  |  |  |  | Sol | PV-Utility | 100% | 1 | 1 | see right | see right | 10% | 12 | 0 | 20 | 1 | Capital Cost | 1221.8568 | 1189.6792 | 1158.3484 | 1127.8455 | 1098.1402 | 1069.2213 | 1041.0646 | 1013.6463 | 986.9546 | 960.9622 | 935.6526 | 911.0129 | 887.0232 | 863.6625 | 840.9159 | 818.7739 | 797.2116 | 776.2154 | 755.7741 | 735.8682
[17 empty] | Fixed Cost | 25.03 | 24.37 | 23.73 | 23.1 | 22.49 | 21.9 | 21.32 | 20.76 | 20.22 | 19.68 | 19.17 | 18.66 | 18.17 | 17.69 | 17.22 | 16.77 | 16.33 | 15.9 | 15.48 | 15.07
Hydro Power (Dam & ROR) |  |  |  |  | Hyd | Hydro (ROR,DAM) small and large | 100% | 1 | 1 | 1660 | 1985.7438 | 10% | 27.4 | 0.139 | 80 | 5 | Capital Cost | 1985.7438 | 1985.7438 | 1985.7438 | 1985.7438 | 1985.7438 | 1985.7438 | 1985.7438 | 1985.7438 | 1985.7438 | 1985.7438 | 1985.7438 | 1985.7438 | 1985.7438 | 1985.7438 | 1985.7438 | 1985.7438 | 1985.7438 | 1985.7438 | 1985.7438 | 1985.7438
Wind OnShore |  |  |  |  | WND | On Shore | 100% | 1 | 1 | see right | see right | 10% | 28 | 0 | 20 | 2 | Capital Cost | 1781.4499 | 1775.514 | 1769.5992 | 1763.7034 | 1757.8288 | 1751.9714 | 1746.1351 | 1740.3162 | 1734.5194 | 1728.7423 | 1722.9819 | 1717.2401 | 1711.5194 | 1705.8195 | 1700.1348 | 1694.4713 | 1688.8257 | 1683.1988 | 1677.5907 | 1672.0008
[17 empty] | Fixed Cost | 75.59 | 75.34 | 75.09 | 74.84 | 74.59 | 74.34 | 74.1 | 73.85 | 73.6 | 73.36 | 73.11 | 72.87 | 72.63 | 72.38 | 72.14 | 71.9 | 71.66 | 71.42 | 71.19 | 70.95
All the costs come from the Vietnam Master plan data for 2021. | The costs are overnight costs
USD @ 2019 |  | Overnight costs |  |  | Capital costs with IDC |  |  |  |  | Capital costs with IDC
<30 MW |  | 2020 | 2030 | 2050 | 2020 | 2030 | 2050 |  |  | 2021 | 2022 | 2023 | 2024 | 2025 | 2026 | 2027 | 2028 | 2029 | 2030 | 2031 | 2032 | 2033 | 2034 | 2035 | 2036 | 2037 | 2038 | 2039 | 2040 | 2041 | 2042 | 2043 | 2044 | 2045 | 2046 | 2047 | 2048 | 2049 | 2050
Large Hydro | Capital cost (USD/KW) | 1750 | 1750 | 1750 | 2329.25 | 2329.25 | 2329.25 |  |  | 2329.25 | 2329.25 | 2329.25 | 2329.25 | 2329.25 | 2329.25 | 2329.25 | 2329.25 | 2329.25 | 2329.25 | 2329.25 | 2329.25 | 2329.25 | 2329.25 | 2329.25 | 2329.25 | 2329.25 | 2329.25 | 2329.25 | 2329.25 | 2329.25 | 2329.25 | 2329.25 | 2329.25 | 2329.25 | 2329.25 | 2329.25 | 2329.25 | 2329.25 | 2329.25
Large Hydro | Fixed O&M cost (USD/KW) | 41.9 | 39.8 | 37.3 | 41.9 | 39.8 | 37.3 |  |  | 41.9 | 41.6667 | 41.4333 | 41.2 | 40.9667 | 40.7333 | 40.5 | 40.2667 | 40.0333 | 39.8 | 39.675 | 39.55 | 39.425 | 39.3 | 39.175 | 39.05 | 38.925 | 38.8 | 38.675 | 38.55 | 38.425 | 38.3 | 38.175 | 38.05 | 37.925 | 37.8 | 37.675 | 37.55 | 37.425 | 37.3
Large Hydro | Variable O&M cost (USD/MWh) | 0.5 | 0.48 | 0.45 | 0.5 | 0.48 | 0.45 |  |  | 0.5 | 0.49778 | 0.49556 | 0.49333 | 0.49111 | 0.48889 | 0.48667 | 0.48444 | 0.48222 | 0.48 | 0.4785 | 0.477 | 0.4755 | 0.474 | 0.4725 | 0.471 | 0.4695 | 0.468 | 0.4665 | 0.465 | 0.4635 | 0.462 | 0.4605 | 0.459 | 0.4575 | 0.456 | 0.4545 | 0.453 | 0.4515 | 0.45
Large Hydro | Cosntruction Time (years) | 3 | 3 | 3
USD @ 2021 | [9 empty] | Capital costs with IDC 2021: Capital costs with IDC
[10 empty] | 2021 | 2022 | 2023 | 2024 | 2025 | 2026 | 2027 | 2028 | 2029 | 2030 | 2031 | 2032 | 2033 | 2034 | 2035 | 2036 | 2037 | 2038 | 2039 | 2040 | 2041 | 2042 | 2043 | 2044 | 2045 | 2046 | 2047 | 2048 | 2049 | 2050 | 2051 | 2052 | 2053 | 2054 | 2055
[9 empty] | Capital cost (USD/KW) | 2469.005 | 2469.005 | 2469.005 | 2469.005 | 2469.005 | 2469.005 | 2469.005 | 2469.005 | 2469.005 | 2469.005 | 2469.005 | 2469.005 | 2469.005 | 2469.005 | 2469.005 | 2469.005 | 2469.005 | 2469.005 | 2469.005 | 2469.005 | 2469.005 | 2469.005 | 2469.005 | 2469.005 | 2469.005 | 2469.005 | 2469.005 | 2469.005 | 2469.005 | 2469.005 | 2469.005 | 2469.005 | 2469.005 | 2469.005 | 2469.005
[9 empty] | Fixed O&M cost (USD/KW) | 44.414 | 44.1667 | 43.9193 | 43.672 | 43.4247 | 43.1773 | 42.93 | 42.6827 | 42.4353 | 42.188 | 42.0555 | 41.923 | 41.7905 | 41.658 | 41.5255 | 41.393 | 41.2605 | 41.128 | 40.9955 | 40.863 | 40.7305 | 40.598 | 40.4655 | 40.333 | 40.2005 | 40.068 | 39.9355 | 39.803 | 39.6705 | 39.538 | 39.538 | 39.538 | 39.538 | 39.538 | 39.538
[9 empty] | Variable O&M cost (USD/MWh) | 0.53 | 0.52764 | 0.52529 | 0.52293 | 0.52058 | 0.51822 | 0.51587 | 0.51351 | 0.51116 | 0.5088 | 0.50721 | 0.50562 | 0.50403 | 0.50244 | 0.50085 | 0.49926 | 0.49767 | 0.49608 | 0.49449 | 0.4929 | 0.49131 | 0.48972 | 0.48813 | 0.48654 | 0.48495 | 0.48336 | 0.48177 | 0.48018 | 0.47859 | 0.477 | 0.477 | 0.477 | 0.477 | 0.477 | 0.477
[9 empty] | Variable O&M cost (USD/GJ) | 1.908 | 1.8995 | 1.891 | 1.8826 | 1.8741 | 1.8656 | 1.8571 | 1.8486 | 1.8402 | 1.8317 | 1.826 | 1.8202 | 1.8145 | 1.8088 | 1.8031 | 1.7973 | 1.7916 | 1.7859 | 1.7802 | 1.7744 | 1.7687 | 1.763 | 1.7573 | 1.7515 | 1.7458 | 1.7401 | 1.7344 | 1.7286 | 1.7229 | 1.7172 | 1.7172 | 1.7172 | 1.7172 | 1.7172 | 1.7172

## B17 Cost Large Hydro
USD Inflation calculator
2019 | 2021 | Discount rate | Availability Factor | Capacity Factor | MWh to GJ
1 | 1.06 | 10% |  |  | 3.6
Power Plant |  |  |  |  | Fuel Type | Technology Type | Efficiency | IAR | OAR | Capital cost (USD/kW) | Capital Cost (inclusive of IDC) | Discount Rate | Fixed Cost (USD/kW) | Variable Cost (USD/GJ) | Life time (Years) | construction time |  | 2021 | 2022 | 2023 | 2024 | 2025 | 2026 | 2027 | 2028 | 2029 | 2030 | 2031 | 2032 | 2033 | 2034 | 2035 | 2036 | 2037 | 2038 | 2039 | 2040
Coal Power plants |  |  |  |  | Coal | Supercritical (Hongsa plant) | 43% | 2.3256 | 1 | 1932 | 2311.1187 | 10% | 61.6 | 0.36 | 30 | 5 | Capital Cost | 2311.1187 | 2311.1187 | 2311.1187 | 2311.1187 | 2311.1187 | 2311.1187 | 2311.1187 | 2311.1187 | 2311.1187 | 2311.1187 | 2311.1187 | 2311.1187 | 2311.1187 | 2311.1187 | 2311.1187 | 2311.1187 | 2311.1187 | 2311.1187 | 2311.1187 | 2311.1187
Biomass Power plants |  |  |  |  | Bio | Normal | 35% | 2.8571 | 1 | 2000 | 2297.3967 | 10% | 75 | 0 | 30 | 3 | Capital Cost | 2297.3967 | 2297.3967 | 2297.3967 | 2297.3967 | 2297.3967 | 2297.3967 | 2297.3967 | 2297.3967 | 2297.3967 | 2297.3967 | 2297.3967 | 2297.3967 | 2297.3967 | 2297.3967 | 2297.3967 | 2297.3967 | 2297.3967 | 2297.3967 | 2297.3967 | 2297.3967
Solar PV |  |  |  |  | Sol | PV-Utility | 100% | 1 | 1 | see right | see right | 10% | 12 | 0 | 20 | 1 | Capital Cost | 1221.8568 | 1189.6792 | 1158.3484 | 1127.8455 | 1098.1402 | 1069.2213 | 1041.0646 | 1013.6463 | 986.9546 | 960.9622 | 935.6526 | 911.0129 | 887.0232 | 863.6625 | 840.9159 | 818.7739 | 797.2116 | 776.2154 | 755.7741 | 735.8682
[17 empty] | Fixed Cost | 25.03 | 24.37 | 23.73 | 23.1 | 22.49 | 21.9 | 21.32 | 20.76 | 20.22 | 19.68 | 19.17 | 18.66 | 18.17 | 17.69 | 17.22 | 16.77 | 16.33 | 15.9 | 15.48 | 15.07
Hydro Power (Dam & ROR) |  |  |  |  | Hyd | Hydro (ROR,DAM) small and large | 100% | 1 | 1 | 1660 | 1985.7438 | 10% | 27.4 | 0.139 | 80 | 5 | Capital Cost | 1985.7438 | 1985.7438 | 1985.7438 | 1985.7438 | 1985.7438 | 1985.7438 | 1985.7438 | 1985.7438 | 1985.7438 | 1985.7438 | 1985.7438 | 1985.7438 | 1985.7438 | 1985.7438 | 1985.7438 | 1985.7438 | 1985.7438 | 1985.7438 | 1985.7438 | 1985.7438
Wind OnShore |  |  |  |  | WND | On Shore | 100% | 1 | 1 | see right | see right | 10% | 28 | 0 | 20 | 2 | Capital Cost | 1781.4499 | 1775.514 | 1769.5992 | 1763.7034 | 1757.8288 | 1751.9714 | 1746.1351 | 1740.3162 | 1734.5194 | 1728.7423 | 1722.9819 | 1717.2401 | 1711.5194 | 1705.8195 | 1700.1348 | 1694.4713 | 1688.8257 | 1683.1988 | 1677.5907 | 1672.0008
[17 empty] | Fixed Cost | 75.59 | 75.34 | 75.09 | 74.84 | 74.59 | 74.34 | 74.1 | 73.85 | 73.6 | 73.36 | 73.11 | 72.87 | 72.63 | 72.38 | 72.14 | 71.9 | 71.66 | 71.42 | 71.19 | 70.95
All the costs come from the Vietnam Master plan data for 2021. | The costs are overnight costs
USD @ 2019 |  | Overnight costs |  |  | Capital costs with IDC |  |  |  |  | Capital costs with IDC
>30 MW |  | 2020 | 2030 | 2050 | 2020 | 2030 | 2050 |  |  | 2021 | 2022 | 2023 | 2024 | 2025 | 2026 | 2027 | 2028 | 2029 | 2030 | 2031 | 2032 | 2033 | 2034 | 2035 | 2036 | 2037 | 2038 | 2039 | 2040 | 2041 | 2042 | 2043 | 2044 | 2045 | 2046 | 2047 | 2048 | 2049 | 2050
Large Hydro | Capital cost (USD/KW) | 1500 | 1500 | 1500 | 2196.15 | 2196.15 | 2196.15 |  |  | 2196.15 | 2196.15 | 2196.15 | 2196.15 | 2196.15 | 2196.15 | 2196.15 | 2196.15 | 2196.15 | 2196.15 | 2196.15 | 2196.15 | 2196.15 | 2196.15 | 2196.15 | 2196.15 | 2196.15 | 2196.15 | 2196.15 | 2196.15 | 2196.15 | 2196.15 | 2196.15 | 2196.15 | 2196.15 | 2196.15 | 2196.15 | 2196.15 | 2196.15 | 2196.15
Large Hydro | Fixed O&M cost (USD/KW) | 37.7 | 35.8 | 33.6 | 37.7 | 35.8 | 33.6 |  |  | 37.7 | 37.4889 | 37.2778 | 37.0667 | 36.8556 | 36.6444 | 36.4333 | 36.2222 | 36.0111 | 35.8 | 35.69 | 35.58 | 35.47 | 35.36 | 35.25 | 35.14 | 35.03 | 34.92 | 34.81 | 34.7 | 34.59 | 34.48 | 34.37 | 34.26 | 34.15 | 34.04 | 33.93 | 33.82 | 33.71 | 33.6
Large Hydro | Variable O&M cost (USD/MWh) | 0.65 | 0.62 | 0.58 | 0.65 | 0.62 | 0.58 |  |  | 0.65 | 0.64667 | 0.64333 | 0.64 | 0.63667 | 0.63333 | 0.63 | 0.62667 | 0.62333 | 0.62 | 0.618 | 0.616 | 0.614 | 0.612 | 0.61 | 0.608 | 0.606 | 0.604 | 0.602 | 0.6 | 0.598 | 0.596 | 0.594 | 0.592 | 0.59 | 0.588 | 0.586 | 0.584 | 0.582 | 0.58
Large Hydro | Cosntruction Time (years) | 4 | 4 | 4
USD @ 2021 | [9 empty] | Capital costs with IDC 2021: Capital costs with IDC
[10 empty] | 2021 | 2022 | 2023 | 2024 | 2025 | 2026 | 2027 | 2028 | 2029 | 2030 | 2031 | 2032 | 2033 | 2034 | 2035 | 2036 | 2037 | 2038 | 2039 | 2040 | 2041 | 2042 | 2043 | 2044 | 2045 | 2046 | 2047 | 2048 | 2049 | 2050 | 2051 | 2052 | 2053 | 2054 | 2055
[9 empty] | Capital cost (USD/KW) | 2327.919 | 2327.919 | 2327.919 | 2327.919 | 2327.919 | 2327.919 | 2327.919 | 2327.919 | 2327.919 | 2327.919 | 2327.919 | 2327.919 | 2327.919 | 2327.919 | 2327.919 | 2327.919 | 2327.919 | 2327.919 | 2327.919 | 2327.919 | 2327.919 | 2327.919 | 2327.919 | 2327.919 | 2327.919 | 2327.919 | 2327.919 | 2327.919 | 2327.919 | 2327.919 | 2327.919 | 2327.919 | 2327.919 | 2327.919 | 2327.919
[9 empty] | Fixed O&M cost (USD/KW) | 39.962 | 39.7382 | 39.5144 | 39.2907 | 39.0669 | 38.8431 | 38.6193 | 38.3956 | 38.1718 | 37.948 | 37.8314 | 37.7148 | 37.5982 | 37.4816 | 37.365 | 37.2484 | 37.1318 | 37.0152 | 36.8986 | 36.782 | 36.6654 | 36.5488 | 36.4322 | 36.3156 | 36.199 | 36.0824 | 35.9658 | 35.8492 | 35.7326 | 35.616 | 35.616 | 35.616 | 35.616 | 35.616 | 35.616
[9 empty] | Variable O&M cost (USD/MWh) | 0.689 | 0.68547 | 0.68193 | 0.6784 | 0.67487 | 0.67133 | 0.6678 | 0.66427 | 0.66073 | 0.6572 | 0.65508 | 0.65296 | 0.65084 | 0.64872 | 0.6466 | 0.64448 | 0.64236 | 0.64024 | 0.63812 | 0.636 | 0.63388 | 0.63176 | 0.62964 | 0.62752 | 0.6254 | 0.62328 | 0.62116 | 0.61904 | 0.61692 | 0.6148 | 0.6148 | 0.6148 | 0.6148 | 0.6148 | 0.6148
[9 empty] | Variable O&M cost (USD/GJ) | 2.4804 | 2.4677 | 2.455 | 2.4422 | 2.4295 | 2.4168 | 2.4041 | 2.3914 | 2.3786 | 2.3659 | 2.3583 | 2.3507 | 2.343 | 2.3354 | 2.3278 | 2.3201 | 2.3125 | 2.3049 | 2.2972 | 2.2896 | 2.282 | 2.2743 | 2.2667 | 2.2591 | 2.2514 | 2.2438 | 2.2362 | 2.2285 | 2.2209 | 2.2133 | 2.2133 | 2.2133 | 2.2133 | 2.2133 | 2.2133

## B18 Cost Coal
USD Inflation calculator
2019 | 2021 | Discount rate | Availability Factor | Capacity Factor | MWh to GJ
1 | 1.06 | 10% | 0.94 | 0.87 | 3.6
Power Plant |  |  |  |  | Fuel Type | Technology Type | Efficiency | IAR | OAR | Capital cost (USD/kW) | Capital Cost (inclusive of IDC) | Discount Rate | Fixed Cost (USD/kW) | Variable Cost (USD/GJ) | Life time (Years) | construction time |  | 2021 | 2022 | 2023 | 2024 | 2025 | 2026 | 2027 | 2028 | 2029 | 2030 | 2031 | 2032 | 2033 | 2034 | 2035 | 2036 | 2037 | 2038 | 2039 | 2040
Coal Power plants |  |  |  |  | Coal | Supercritical (Hongsa plant) | 43% | 2.3256 | 1 | 1932 | 2311.1187 | 10% | 61.6 | 0.36 | 30 | 5 | Capital Cost | 2311.1187 | 2311.1187 | 2311.1187 | 2311.1187 | 2311.1187 | 2311.1187 | 2311.1187 | 2311.1187 | 2311.1187 | 2311.1187 | 2311.1187 | 2311.1187 | 2311.1187 | 2311.1187 | 2311.1187 | 2311.1187 | 2311.1187 | 2311.1187 | 2311.1187 | 2311.1187
Biomass Power plants |  |  |  |  | Bio | Normal | 35% | 2.8571 | 1 | 2000 | 2297.3967 | 10% | 75 | 0 | 30 | 3 | Capital Cost | 2297.3967 | 2297.3967 | 2297.3967 | 2297.3967 | 2297.3967 | 2297.3967 | 2297.3967 | 2297.3967 | 2297.3967 | 2297.3967 | 2297.3967 | 2297.3967 | 2297.3967 | 2297.3967 | 2297.3967 | 2297.3967 | 2297.3967 | 2297.3967 | 2297.3967 | 2297.3967
Solar PV |  |  |  |  | Sol | PV-Utility | 100% | 1 | 1 | see right | see right | 10% | 12 | 0 | 20 | 1 | Capital Cost | 1221.8568 | 1189.6792 | 1158.3484 | 1127.8455 | 1098.1402 | 1069.2213 | 1041.0646 | 1013.6463 | 986.9546 | 960.9622 | 935.6526 | 911.0129 | 887.0232 | 863.6625 | 840.9159 | 818.7739 | 797.2116 | 776.2154 | 755.7741 | 735.8682
[17 empty] | Fixed Cost | 25.03 | 24.37 | 23.73 | 23.1 | 22.49 | 21.9 | 21.32 | 20.76 | 20.22 | 19.68 | 19.17 | 18.66 | 18.17 | 17.69 | 17.22 | 16.77 | 16.33 | 15.9 | 15.48 | 15.07
Hydro Power (Dam & ROR) |  |  |  |  | Hyd | Hydro (ROR,DAM) small and large | 100% | 1 | 1 | 1660 | 1985.7438 | 10% | 27.4 | 0.139 | 80 | 5 | Capital Cost | 1985.7438 | 1985.7438 | 1985.7438 | 1985.7438 | 1985.7438 | 1985.7438 | 1985.7438 | 1985.7438 | 1985.7438 | 1985.7438 | 1985.7438 | 1985.7438 | 1985.7438 | 1985.7438 | 1985.7438 | 1985.7438 | 1985.7438 | 1985.7438 | 1985.7438 | 1985.7438
Wind OnShore |  |  |  |  | WND | On Shore | 100% | 1 | 1 | see right | see right | 10% | 28 | 0 | 20 | 2 | Capital Cost | 1781.4499 | 1775.514 | 1769.5992 | 1763.7034 | 1757.8288 | 1751.9714 | 1746.1351 | 1740.3162 | 1734.5194 | 1728.7423 | 1722.9819 | 1717.2401 | 1711.5194 | 1705.8195 | 1700.1348 | 1694.4713 | 1688.8257 | 1683.1988 | 1677.5907 | 1672.0008
[17 empty] | Fixed Cost | 75.59 | 75.34 | 75.09 | 74.84 | 74.59 | 74.34 | 74.1 | 73.85 | 73.6 | 73.36 | 73.11 | 72.87 | 72.63 | 72.38 | 72.14 | 71.9 | 71.66 | 71.42 | 71.19 | 70.95
All the coal costs come from the Vietnam Master plan data for 2021. | The costs are overnight costs
USD @ 2019 |  | Overnight costs |  |  | Capital costs with IDC |  |  |  |  | Capital costs with IDC
|  | 2020 | 2030 | 2050 | 2020 | 2030 | 2050 |  |  | 2021 | 2022 | 2023 | 2024 | 2025 | 2026 | 2027 | 2028 | 2029 | 2030 | 2031 | 2032 | 2033 | 2034 | 2035 | 2036 | 2037 | 2038 | 2039 | 2040 | 2041 | 2042 | 2043 | 2044 | 2045 | 2046 | 2047 | 2048 | 2049 | 2050
Coal | Capital cost (USD/KW) | 1630 | 1610 | 1600 | 2386.483 | 2142.91 | 2129.6 |  |  | 2386.483 | 2359.4193 | 2332.3557 | 2305.292 | 2278.2283 | 2251.1647 | 2224.101 | 2197.0373 | 2169.9737 | 2142.91 | 2142.2445 | 2141.579 | 2140.9135 | 2140.248 | 2139.5825 | 2138.917 | 2138.2515 | 2137.586 | 2136.9205 | 2136.255 | 2135.5895 | 2134.924 | 2134.2585 | 2133.593 | 2132.9275 | 2132.262 | 2131.5965 | 2130.931 | 2130.2655 | 2129.6
Coal | Fixed O&M cost (USD/KW) | 61.1 | 59.4 | 57.5 | 61.1 | 59.4 | 57.5 |  |  | 61.1 | 60.9111 | 60.7222 | 60.5333 | 60.3444 | 60.1556 | 59.9667 | 59.7778 | 59.5889 | 59.4 | 59.305 | 59.21 | 59.115 | 59.02 | 58.925 | 58.83 | 58.735 | 58.64 | 58.545 | 58.45 | 58.355 | 58.26 | 58.165 | 58.07 | 57.975 | 57.88 | 57.785 | 57.69 | 57.595 | 57.5
Coal | Variable O&M cost (USD/MWh) | 0.12 | 0.12 | 0.11 | 0.12 | 0.12 | 0.11 |  |  | 0.12 | 0.12 | 0.12 | 0.12 | 0.12 | 0.12 | 0.12 | 0.12 | 0.12 | 0.12 | 0.1195 | 0.119 | 0.1185 | 0.118 | 0.1175 | 0.117 | 0.1165 | 0.116 | 0.1155 | 0.115 | 0.1145 | 0.114 | 0.1135 | 0.113 | 0.1125 | 0.112 | 0.1115 | 0.111 | 0.1105 | 0.11
Coal | Cosntruction Time (years) | 4 | 3 | 3
USD @ 2021 | [9 empty] | Capital costs with IDC 2021: Capital costs with IDC
[10 empty] | 2021 | 2022 | 2023 | 2024 | 2025 | 2026 | 2027 | 2028 | 2029 | 2030 | 2031 | 2032 | 2033 | 2034 | 2035 | 2036 | 2037 | 2038 | 2039 | 2040 | 2041 | 2042 | 2043 | 2044 | 2045 | 2046 | 2047 | 2048 | 2049 | 2050 | 2051 | 2052 | 2053 | 2054 | 2055
[9 empty] | Capital cost (USD/KW) | 2529.672 | 2500.9845 | 2472.297 | 2443.6095 | 2414.922 | 2386.2345 | 2357.5471 | 2328.8596 | 2300.1721 | 2271.4846 | 2270.7792 | 2270.0737 | 2269.3683 | 2268.6629 | 2267.9575 | 2267.252 | 2266.5466 | 2265.8412 | 2265.1357 | 2264.4303 | 2263.7249 | 2263.0194 | 2262.314 | 2261.6086 | 2260.9032 | 2260.1977 | 2259.4923 | 2258.7869 | 2258.0814 | 2257.376 | 2257.376 | 2257.376 | 2257.376 | 2257.376 | 2257.376
[9 empty] | Fixed O&M cost (USD/KW) | 64.766 | 64.5658 | 64.3656 | 64.1653 | 63.9651 | 63.7649 | 63.5647 | 63.3644 | 63.1642 | 62.964 | 62.8633 | 62.7626 | 62.6619 | 62.5612 | 62.4605 | 62.3598 | 62.2591 | 62.1584 | 62.0577 | 61.957 | 61.8563 | 61.7556 | 61.6549 | 61.5542 | 61.4535 | 61.3528 | 61.2521 | 61.1514 | 61.0507 | 60.95 | 60.95 | 60.95 | 60.95 | 60.95 | 60.95
[9 empty] | Variable O&M cost (USD/MWh) | 0.1272 | 0.1272 | 0.1272 | 0.1272 | 0.1272 | 0.1272 | 0.1272 | 0.1272 | 0.1272 | 0.1272 | 0.12667 | 0.12614 | 0.12561 | 0.12508 | 0.12455 | 0.12402 | 0.12349 | 0.12296 | 0.12243 | 0.1219 | 0.12137 | 0.12084 | 0.12031 | 0.11978 | 0.11925 | 0.11872 | 0.11819 | 0.11766 | 0.11713 | 0.1166 | 0.1166 | 0.1166 | 0.1166 | 0.1166 | 0.1166
[9 empty] | Variable O&M cost (USD/GJ) | 0.45792 | 0.45792 | 0.45792 | 0.45792 | 0.45792 | 0.45792 | 0.45792 | 0.45792 | 0.45792 | 0.45792 | 0.45601 | 0.4541 | 0.4522 | 0.45029 | 0.44838 | 0.44647 | 0.44456 | 0.44266 | 0.44075 | 0.43884 | 0.43693 | 0.43502 | 0.43312 | 0.43121 | 0.4293 | 0.42739 | 0.42548 | 0.42358 | 0.42167 | 0.41976 | 0.41976 | 0.41976 | 0.41976 | 0.41976 | 0.41976
Resource | Total Amount (Mton) | Recoverable amount (Mton) | Energy content (MJ/kg) | Total recoverable energy (PJ) | Cost (USD/ton) | Cost (USD/GJ)
Lignite (primarily form Hongsa) | 540 | 370 | 17 | 6290 | 4 | 0.23529
Imported coal | NA | NA | 22 | NA | 72.3 | 3.2864 | https://vietnamenergy.vn/approving-the-coal-price-framework-electricity-generation-prices-from-the-coal-power-and-hpps-in-2023-31595.html
CCS

## B19 Cost Coal CCS
USD Inflation calculator
2020 | 2021 | Discount rate | Availability Factor | Capacity Factor | MWh to GJ
1 | 1.05 | 10% | 0.94 | 0.87 | 3.6
Power Plant |  |  |  |  | Fuel Type | Technology Type | Efficiency | IAR | OAR | Capital cost (USD/kW) | Capital Cost (inclusive of IDC) | Discount Rate | Fixed Cost (USD/kW) | Variable Cost (USD/GJ) | Life time (Years) | construction time |  | 2021 | 2022 | 2023 | 2024 | 2025 | 2026 | 2027 | 2028 | 2029 | 2030 | 2031 | 2032 | 2033 | 2034 | 2035 | 2036 | 2037 | 2038 | 2039 | 2040
Coal Power plants |  |  |  |  | Coal | Supercritical (Hongsa plant) | 43% | 2.3256 | 1 | 1932 | 2311.1187 | 10% | 61.6 | 0.36 | 30 | 5 | Capital Cost | 2311.1187 | 2311.1187 | 2311.1187 | 2311.1187 | 2311.1187 | 2311.1187 | 2311.1187 | 2311.1187 | 2311.1187 | 2311.1187 | 2311.1187 | 2311.1187 | 2311.1187 | 2311.1187 | 2311.1187 | 2311.1187 | 2311.1187 | 2311.1187 | 2311.1187 | 2311.1187
Biomass Power plants |  |  |  |  | Bio | Normal | 35% | 2.8571 | 1 | 2000 | 2297.3967 | 10% | 75 | 0 | 30 | 3 | Capital Cost | 2297.3967 | 2297.3967 | 2297.3967 | 2297.3967 | 2297.3967 | 2297.3967 | 2297.3967 | 2297.3967 | 2297.3967 | 2297.3967 | 2297.3967 | 2297.3967 | 2297.3967 | 2297.3967 | 2297.3967 | 2297.3967 | 2297.3967 | 2297.3967 | 2297.3967 | 2297.3967
Solar PV |  |  |  |  | Sol | PV-Utility | 100% | 1 | 1 | see right | see right | 10% | 12 | 0 | 20 | 1 | Capital Cost | 1221.8568 | 1189.6792 | 1158.3484 | 1127.8455 | 1098.1402 | 1069.2213 | 1041.0646 | 1013.6463 | 986.9546 | 960.9622 | 935.6526 | 911.0129 | 887.0232 | 863.6625 | 840.9159 | 818.7739 | 797.2116 | 776.2154 | 755.7741 | 735.8682
[17 empty] | Fixed Cost | 25.03 | 24.37 | 23.73 | 23.1 | 22.49 | 21.9 | 21.32 | 20.76 | 20.22 | 19.68 | 19.17 | 18.66 | 18.17 | 17.69 | 17.22 | 16.77 | 16.33 | 15.9 | 15.48 | 15.07
Hydro Power (Dam & ROR) |  |  |  |  | Hyd | Hydro (ROR,DAM) small and large | 100% | 1 | 1 | 1660 | 1985.7438 | 10% | 27.4 | 0.139 | 80 | 5 | Capital Cost | 1985.7438 | 1985.7438 | 1985.7438 | 1985.7438 | 1985.7438 | 1985.7438 | 1985.7438 | 1985.7438 | 1985.7438 | 1985.7438 | 1985.7438 | 1985.7438 | 1985.7438 | 1985.7438 | 1985.7438 | 1985.7438 | 1985.7438 | 1985.7438 | 1985.7438 | 1985.7438
Wind OnShore |  |  |  |  | WND | On Shore | 100% | 1 | 1 | see right | see right | 10% | 28 | 0 | 20 | 2 | Capital Cost | 1781.4499 | 1775.514 | 1769.5992 | 1763.7034 | 1757.8288 | 1751.9714 | 1746.1351 | 1740.3162 | 1734.5194 | 1728.7423 | 1722.9819 | 1717.2401 | 1711.5194 | 1705.8195 | 1700.1348 | 1694.4713 | 1688.8257 | 1683.1988 | 1677.5907 | 1672.0008
[17 empty] | Fixed Cost | 75.59 | 75.34 | 75.09 | 74.84 | 74.59 | 74.34 | 74.1 | 73.85 | 73.6 | 73.36 | 73.11 | 72.87 | 72.63 | 72.38 | 72.14 | 71.9 | 71.66 | 71.42 | 71.19 | 70.95
All the coal with CCS costs come from the EU reference scenario 2020. | The costs are overnight costs | 4564.574 | 4355.9078 | 4108.1166
USD @ 2020 |  | Overnight costs |  |  | Capital costs with IDC |  |  |  | USD @ 2021 | Capital costs with IDC
|  | 2020 | 2030 | 2050 | 2020 | 2030 | 2050 |  |  | 2021 | 2022 | 2023 | 2024 | 2025 | 2026 | 2027 | 2028 | 2029 | 2030 | 2031 | 2032 | 2033 | 2034 | 2035 | 2036 | 2037 | 2038 | 2039 | 2040 | 2041 | 2042 | 2043 | 2044 | 2045 | 2046 | 2047 | 2048 | 2049 | 2050
Coal | Capital cost (USD/KW) | 3997 | 3814.28 | 3597.3 | 5852.0077 | 5076.8067 | 4788.0063 |  |  | 5852.0077 | 5765.8743 | 5679.7408 | 5593.6074 | 5507.4739 | 5421.3405 | 5335.207 | 5249.0736 | 5162.9401 | 5076.8067 | 5062.3667 | 5047.9266 | 5033.4866 | 5019.0466 | 5004.6066 | 4990.1666 | 4975.7265 | 4961.2865 | 4946.8465 | 4932.4065 | 4917.9665 | 4903.5265 | 4889.0864 | 4874.6464 | 4860.2064 | 4845.7664 | 4831.3264 | 4816.8863 | 4802.4463 | 4788.0063
Coal | Fixed O&M cost (USD/KW) | 78.3412 | 74.23 | 69.2052 | 78.3412 | 74.23 | 69.2052 |  |  | 78.3412 | 77.8844 | 77.4276 | 76.9708 | 76.514 | 76.0572 | 75.6004 | 75.1436 | 74.6868 | 74.23 | 73.9788 | 73.7275 | 73.4763 | 73.225 | 72.9738 | 72.7226 | 72.4713 | 72.2201 | 71.9688 | 71.7176 | 71.4664 | 71.2151 | 70.9639 | 70.7126 | 70.4614 | 70.2102 | 69.9589 | 69.7077 | 69.4564 | 69.2052
Coal | Variable O&M cost (USD/MWh) | 6.0526 | 5.847 | 3.9285 | 6.0526 | 5.847 | 3.9285 |  |  | 6.0526 | 6.0298 | 6.0069 | 5.9841 | 5.9612 | 5.9384 | 5.9156 | 5.8927 | 5.8699 | 5.847 | 5.7511 | 5.6552 | 5.5593 | 5.4633 | 5.3674 | 5.2715 | 5.1755 | 5.0796 | 4.9837 | 4.8878 | 4.7918 | 4.6959 | 4.6 | 4.504 | 4.4081 | 4.3122 | 4.2163 | 4.1203 | 4.0244 | 3.9285
Coal | Cosntruction Time (years) | 4 | 3 | 3
Capital costs with IDC
[10 empty] | 2021 | 2022 | 2023 | 2024 | 2025 | 2026 | 2027 | 2028 | 2029 | 2030 | 2031 | 2032 | 2033 | 2034 | 2035 | 2036 | 2037 | 2038 | 2039 | 2040 | 2041 | 2042 | 2043 | 2044 | 2045 | 2046 | 2047 | 2048 | 2049 | 2050 | 2051 | 2052 | 2053 | 2054 | 2055
[9 empty] | Capital cost (USD/KW) | 6144.6081 | 6054.168 | 5963.7278 | 5873.2877 | 5782.8476 | 5692.4075 | 5601.9674 | 5511.5273 | 5421.0871 | 5330.647 | 5315.485 | 5300.323 | 5285.161 | 5269.9989 | 5254.8369 | 5239.6749 | 5224.5129 | 5209.3509 | 5194.1888 | 5179.0268 | 5163.8648 | 5148.7028 | 5133.5408 | 5118.3787 | 5103.2167 | 5088.0547 | 5072.8927 | 5057.7307 | 5042.5686 | 5027.4066 | 5027.4066 | 5027.4066 | 5027.4066 | 5027.4066 | 5027.4066
[9 empty] | Fixed O&M cost (USD/KW) | 82.2583 | 81.7786 | 81.299 | 80.8193 | 80.3397 | 79.8601 | 79.3804 | 78.9008 | 78.4211 | 77.9415 | 77.6777 | 77.4139 | 77.1501 | 76.8863 | 76.6225 | 76.3587 | 76.0949 | 75.8311 | 75.5673 | 75.3035 | 75.0397 | 74.7759 | 74.5121 | 74.2483 | 73.9845 | 73.7207 | 73.4569 | 73.1931 | 72.9293 | 72.6655 | 72.6655 | 72.6655 | 72.6655 | 72.6655 | 72.6655
[9 empty] | Variable O&M cost (USD/MWh) | 6.3552 | 6.3312 | 6.3073 | 6.2833 | 6.2593 | 6.2353 | 6.2113 | 6.1874 | 6.1634 | 6.1394 | 6.0387 | 5.9379 | 5.8372 | 5.7365 | 5.6358 | 5.535 | 5.4343 | 5.3336 | 5.2329 | 5.1321 | 5.0314 | 4.9307 | 4.83 | 4.7293 | 4.6285 | 4.5278 | 4.4271 | 4.3264 | 4.2256 | 4.1249 | 4.1249 | 4.1249 | 4.1249 | 4.1249 | 4.1249
[9 empty] | Variable O&M cost (USD/GJ) | 22.8788 | 22.7925 | 22.7062 | 22.6198 | 22.5335 | 22.4472 | 22.3608 | 22.2745 | 22.1881 | 22.1018 | 21.7392 | 21.3766 | 21.014 | 20.6514 | 20.2888 | 19.9262 | 19.5636 | 19.2009 | 18.8383 | 18.4757 | 18.1131 | 17.7505 | 17.3879 | 17.0253 | 16.6627 | 16.3001 | 15.9375 | 15.5749 | 15.2123 | 14.8497 | 14.8497 | 14.8497 | 14.8497 | 14.8497 | 14.8497
Resource | Total Amount (Mton) | Recoverable amount (Mton) | Energy content (MJ/kg) | Total recoverable energy (PJ) | Cost (USD/ton) | Cost (USD/GJ)
Lignite (primarily form Hongsa) | 540 | 370 | 17 | 6290 | 4 | 0.23529
Imported coal | NA | NA | 22 | NA | 72.3 | 3.2864 | https://vietnamenergy.vn/approving-the-coal-price-framework-electricity-generation-prices-from-the-coal-power-and-hpps-in-2023-31595.html
CCS

## B20 Operational Life PWR
Operational Life
Life Expectancy
Biomass Power Plant | 25
Coal Power Plant | 30
Large Hydropower Plant (Dam) (>30MW) | 80
Small Hydropower Plant (<30MW) | 80
Utility-scale Solar PV | 25
Onshore Wind Power | 27
Source | https://ens.dk/sites/ens.dk/files/Globalcooperation/viet_nam_technology_catalogue_2021_-_eng.pdf

## B21 Power Plant Info
|  | SNo | Ose_Old _Name | Region_id | New Ose_Name | Status | PP name | Fuel Type | Province | Region | Name_comb | Total capacity (MW)
Source: based on the information from the nationwide electricity generation project in 2022 and the latest updated data from the electricity generation planning division. | PROJECTS THAT ALREADY EXIST | 1 | PWRHYD001 | NOR | PWRHYD001NOR | Existing | Nam Ngum 1 | Reservoir | Vientiane | Northern | Nam Ngum 1_Northern | 155
|  | 2 | PWRHYD002 | SOU | PWRHYD002SOU | Existing | Xeset1 | Run - Off | Sekong | Southern | Xeset1_Southern | 45
|  | 3 | PWRHYD003 | CEN | PWRHYD003CEN | Existing | Theun Hinboun(extension) | Reservoir | Bolikhamxay | Central | Theun Hinboun(extension)_Central | 440
|  | 4 | PWRHYD004 | SOU | PWRHYD004SOU | Existing | Houay Ho | Reservoir | Attapeu | Southern | Houay Ho_Southern | 152
|  | 5 | PWRHYD005 | NOR | PWRHYD005NOR | Existing | Nam Leuk | Reservoir | Xaysomboun | Northern | Nam Leuk_Northern | 60
|  | 6 | PWRHYD006 | NOR | PWRHYD006NOR | Existing | Nam Mang 3 | Reservoir | Vientiane | Northern | Nam Mang 3_Northern | 40
|  | 7 | PWRHYD007 | SOU | PWRHYD007SOU | Existing | Xeset 2 | Run - Off | Saravane | Southern | Xeset 2_Southern | 76
|  | 8 | PWRHYD008 | NOR | PWRHYD008NOR | Existing | Nam Lik 1-2 | Reservoir | Vientiane | Northern | Nam Lik 1-2_Northern | 100
|  | 9 | PWRHYD009 | CEN | PWRHYD009CEN | Existing | Nam Theun 2 | Reservoir | Khammouan | Central | Nam Theun 2_Central | 1080
|  | 10 | PWRHYD010 | NOR | PWRHYD010NOR | Existing | Nam Ngum 2 | Reservoir | Xaysomboun | Northern | Nam Ngum 2_Northern | 615
|  | 11 | PWRHYD011 | NOR | PWRHYD011NOR | Existing | Nam Ngum 5 | Reservoir | XiengKhuang | Northern | Nam Ngum 5 _Northern | 120
|  | 12 | PWRHYD012 | NOR | PWRHYD012NOR | Existing | Nam Song Ex | Run - Off | Vientiane | Northern | Nam Song Ex_Northern | 6
|  | 13 | PWRHYD013 | CEN | PWRHYD013CEN | Existing | Nam Nhuang 8 | Reservoir | Bolikhamxay | Central | Nam Nhuang 8_Central | 60
|  | 14 | PWRHYD014 | NOR | PWRHYD014NOR | Existing | Nam Long | Run - Off | Luang Namtha | Northern | Nam Long _Northern | 5.5
|  | 15 | PWRBIO001 | CEN | PWRBIO001CEN | Existing | NamTan Mit Lao Sugar | Biomass | Savannakhet | Central | NamTan Mit Lao Sugar_Central | 15
|  | 16 | PWRHYD015 | SOU | PWRHYD015SOU | Existing | Xenamnoy 1 | Run - Off | Champasak | Southern | Xenamnoy 1_Southern | 14.8
|  | 17 | PWRHYD016 | SOU | PWRHYD016SOU | Existing | Xekaman 3 | Reservoir | Sekong | Southern | Xekaman 3_Southern | 250
|  | 18 | PWRHYD017 | NOR | PWRHYD017NOR | Existing | Nam Ngiep 3A | Reservoir | Vientiane | Northern | Nam Ngiep 3A_Northern | 44
|  | 19 | PWRHYD018 | NOR | PWRHYD018NOR | Existing | Nam Sana | Run - Off | Vientiane | Northern | Nam Sana _Northern | 14
|  | 20 | PWRBIO002 | SOU | PWRBIO002SOU | Existing | Attapeu_Bagasse Power Plant | Biomass | Attapeu | Southern | Attapeu_Bagasse Power Plant_Southern | 20
|  | 21 | PWRCOA001 | NOR | PWRCOA001NOR | Existing | Hongsa Lignite | Coal | Xayabury | Northern | Hongsa Lignite_Northern | 1878
|  | 22 | PWRHYD019 | SOU | PWRHYD019SOU | Existing | Houaylamphanyai | Reservoir | Sekong | Southern | Houaylamphanyai_Southern | 88
|  | 23 | PWRHYD020 | NOR | PWRHYD020NOR | Existing | Nam Ngiep 2 | Reservoir | XiengKhuang | Northern | Nam Ngiep 2_Northern | 180
|  | 24 | PWRHYD021 | NOR | PWRHYD021NOR | Existing | Nam San 3B | Reservoir | Xaysomboun | Northern | Nam San 3B_Northern | 45
|  | 25 | PWRHYD022 | NOR | PWRHYD022NOR | Existing | Nam Khan 2 | Reservoir | Luang Prabang | Northern | Nam Khan 2_Northern | 130
|  | 26 | PWRHYD023 | NOR | PWRHYD023NOR | Existing | Nam Ou 2 | Reservoir | Luang Prabang | Northern | Nam Ou 2 _Northern | 120
|  | 27 | PWRHYD024 | NOR | PWRHYD024NOR | Existing | Nam Ou 5 | Reservoir | Phongsaly | Northern | Nam Ou 5_Northern | 240
|  | 28 | PWRHYD025 | NOR | PWRHYD025NOR | Existing | Nam Ou 6 | Reservoir | Phongsaly | Northern | Nam Ou 6_Northern | 180
|  | 29 | PWRHYD026 | NOR | PWRHYD026NOR | Existing | Nam San 3A | Reservoir | XiengKhuang | Northern | Nam San 3A_Northern | 69
|  | 30 | PWRHYD027 | NOR | PWRHYD027NOR | Existing | Nam Mang 1 | Reservoir | Xaysomboun | Northern | Nam Mang 1 _Northern | 64
|  | 31 | PWRHYD028 | NOR | PWRHYD028NOR | Existing | Nam Khan 3 | Reservoir | Luang Prabang | Northern | Nam Khan 3 _Northern | 60
|  | 32 | PWRHYD029 | NOR | PWRHYD029NOR | Existing | Nam Beng | Reservoir | Oudomxay | Northern | Nam Beng _Northern | 36
|  | 33 | PWRCOA002 | SOU | PWRCOA002SOU | Existing | Saravane Lignite | coal | Saravane | southern | Saravane Lignite_Souther | 15
|  | 34 | PWRHYD030 | SOU | PWRHYD030SOU | Existing | Xeset 3 | Reservoir | Champasak | Southern | Xeset 3_Southern | 23
|  | 35 | PWRHYD031 | SOU | PWRHYD031SOU | Existing | Xekaman 1 | Reservoir | Attapeu | Southern | Xekaman 1 _Southern | 290
|  | 36 | PWRHYD032 | NOR | PWRHYD032NOR | Existing | Nam Ngiep 2C | Run - Off | XiengKhuang | Northern | Nam Ngiep 2C_Northern | 14.55
|  | 37 | PWRHYD033 | NOR | PWRHYD033NOR | Existing | Nam Peun 2 | Run - Off | Huaphanh | Northern | Nam Peun 2_Northern | 12
|  | 38 | PWRHYD034 | NOR | PWRHYD034NOR | Existing | Nam Nga 2 | Run - Off | Oudomxay | Northern | Nam Nga 2 _Northern | 14.5
|  | 39 | PWRHYD035 | SOU | PWRHYD035SOU | Existing | Xekatam 1 - Xenamnoy 2 | Run - Off | Champasak | Southern | Xekatam 1 - Xenamnoy 2_Southern | 13.4
|  | 40 | PWRHYD036 | NOR | PWRHYD036NOR | Existing | Nam Phai (ໄຜ່) | Reservoir | Xaysomboun | Northern | Nam Phai (ໄຜ່)_Northern | 86
|  | 41 | PWRHYD037 | SOU | PWRHYD037SOU | Existing | Nam kong 2 | Reservoir | Attapeu | Southern | Nam kong 2_Southern | 66
|  | 42 | PWRHYD038 | NOR | PWRHYD038NOR | Existing | Nam Chien | Reservoir | XiengKhuang | Northern | Nam Chien_Northern | 104
|  | 43 | PWRHYD039 | SOU | PWRHYD039SOU | Existing | Xekaman-sanxay | Reservoir | Attapeu | Southern | Xekaman-sanxay_Southern | 32
|  | 44 | PWRHYD040 | NOR | PWRHYD040NOR | Existing | Nam Ngum 1 EX phase1 (7&8) | Reservoir | Vientiane | Northern | Nam Ngum 1 EX phase1 (7&8)_Northern | 80
|  | 45 | PWRSOL001 | NOR | PWRSOL001NOR | Existing | Solar Pak Ngum 1+2 | Solar | Vientiane | Northern | Solar Pak Ngum 1-2_Northern | 15
|  | 46 | PWRHYD041 | SOU | PWRHYD041SOU | Existing | Houay Poc | Run - Off | Saravane | Southern | Houay Poh_Southern | 15
|  | 47 | PWRSOL002 | VTE | PWRSOL002VTE | Existing | Solar Sikhot | Solar | Vientaine.Cap | Vientaine.Cap | Solar Sikhot_Vientaine.Cap | 5.2
|  | 48 | PWRHYD042 | SOU | PWRHYD042SOU | Existing | Houay Chied | Run - Off | Champasak | Southern | Houay Chied_Southern | 8
|  | 49 | PWRHYD043 | NOR | PWRHYD043NOR | Existing | Nam Peun 1 | Run - Off | Huaphanh | Northern | Nam Peun 1 _Northern | 25.6
|  | 50 | PWRHYD044 | NOR | PWRHYD044NOR | Existing | Nam Lik1 | Run - Off | Vientiane | Northern | Nam Lik1_Northern | 64
|  | 51 | PWRHYD045 | NOR | PWRHYD045NOR | Existing | Nam Tha1 | Reservoir | Bokeo | Northern | Nam Tha1_Northern | 168
|  | 52 | PWRHYD046 | CEN | PWRHYD046CEN | Existing | Nam Ngiep 1 Downstream | Run - Off | Bolikhamxay | Central | Nam Ngiep 1 Downstream_Central | 18
|  | 53 | PWRHYD047 | NOR | PWRHYD047NOR | Existing | Nam PhaNgai + EX | Run - Off | Xaysomboun | Northern | Nam PhaNgai + EX_Northern | 19.2
|  | 54 | PWRHYD048 | NOR | PWRHYD048NOR | Existing | Nam Chae 1 | Run - Off | Xaysomboun | Northern | Nam Chae 1_Northern | 15
|  | 55 | PWRHYD049 | NOR | PWRHYD049NOR | Existing | Nam Ngiep 2B | Run - Off | XiengKhuang | Northern | Nam Ngiep 2B_Northern | 9.44
|  | 56 | PWRHYD050 | NOR | PWRHYD050NOR | Existing | Nam Karb | Run - Off | Xaysomboun | Northern | Nam Karb_Northern | 12
|  | 57 | PWRHYD051 | CEN | PWRHYD051CEN | Existing | Nam Ngiep 1 | Reservoir | Bolikhamxay | Central | Nam Ngiep 1_Central | 272
|  | 58 | PWRHYD052 | NOR | PWRHYD052NOR | Existing | Mekong Xayyaburi | Run - Off | Xayabury | Northern | Mekong Xayyaburi_Northern | 1285
|  | 59 | PWRHYD053 | SOU | PWRHYD053SOU | Existing | Donsahong | Run - Off | Champasak | Southern | Donsahong_Southern | 260
|  | 60 | PWRHYD054 | SOU | PWRHYD054SOU | Existing | Xepien-xenamnoy | Reservoir | Champasak | Southern | Xepien-xenamnoy _Southern | 410
|  | 61 | PWRBIO003 | CEN | PWRBIO003CEN | Existing | Sun Paper | Biomass | Savanhnakhet | Central | Sun Paper_Central | 75
|  | 62 | PWRSOL003 | NOR | PWRSOL003NOR | Existing | Solar Hadsaifong | Solar | Vientiane | Northern | Solar Hadsaifong_Northern | 14
|  | 63 | PWRHYD055 | CEN | PWRHYD055CEN | Existing | Xelanong 1 | Reservoir | Savannakhet | Central | Xelanong 1 _Central | 70
|  | 64 | PWRHYD056 | NOR | PWRHYD056NOR | Existing | Nam Ou 1 | Run - Off | Luang Prabang | Northern | Nam Ou 1 _Northern | 180
|  | 65 | PWRHYD057 | NOR | PWRHYD057NOR | Existing | Nam Ou 3 | Run - Off | Luang Prabang | Northern | Nam Ou 3_Northern | 210
|  | 66 | PWRHYD058 | NOR | PWRHYD058NOR | Existing | Nam Ou 4 | Reservoir | Luang Prabang | Northern | Nam Ou 4 _Northern | 132
|  | 67 | PWRHYD059 | NOR | PWRHYD059NOR | Existing | Nam Ou 7 | Reservoir | Phongsaly | Northern | Nam Ou 7 _Northern | 210
|  | 68 | PWRHYD060 | CEN | PWRHYD060CEN | Existing | Nam Hinboun Downstream | Run - Off | Khammouan | Central | Nam Hinboun Downstream _Central | 15
|  | 69 | PWRHYD061 | SOU | PWRHYD061SOU | Existing | Nam kong 3 | Reservoir | Attapeu | Southern | Nam kong 3_Southern | 54
|  | 70 | PWRHYD062 | SOU | PWRHYD062SOU | Existing | Nam kong 1 (same as 129) repeat | Reservoir | Attapeu | Southern | Nam kong 1 (same as 129) repeat_Southern | 160
|  | 71 | PWRHYD063 | NOR | PWRHYD063NOR | Existing | Nam Thae | Run - Off | XiengKhuang | Northern | Nam Thae_Northern | 15
|  | 72 | PWRHYD064 | SOU | PWRHYD064SOU | Existing | Huay Lamphan Downstream | Run - Off | Sekong | Southern | Huay Lamphan Downstream_Southern | 15
|  | 73 | PWRHYD065 | NOR | PWRHYD065NOR | Existing | Nam Aow | Run - Off | XiengKhuang | Northern | Nam Aow_Northern | 15
|  | 74 | PWRCOA003 | CEN | PWRCOA003CEN | Existing | Savannakhet Lignite | Coal | Savannakhet | Center | Savannakhet_Lignite_Central (Sun paper) | 110
|  | 75 | PWRHYD066 | CEN | PWRHYD066CEN | Existing | Nam Thern1 | Reservoir | Bolikhamxay | Central | Nam Thern 1_Central | 650
|  | 76 | PWRHYD067 | CEN | PWRHYD067CEN | Existing | Nam Ngum 1 EX phase 2 (6) | Reservoir | Vientiane | Northern | Nam Ngum 1_EX phase 2 (6)_Northern | 40
|  | 77 | PWRHYD068 | SOU | PWRHYD068SOU | Existing | Nam Emoun |  | Xekong | southern | Nam Emoun_Southern | 131.5
|  | 78 | PWRHYD069 | NOR | PWRHYD069NOR | Existing | Nam Sim |  | Huaphanh | Northern | Nam Sim_Northern | 8
|  | 79 | PWRHYD070 | NOR | PWRHYD070NOR | Existing | Nam Houng 1 |  | Xayabury | Northern | Nam Houng 1_Northern | 15
|  | 80 | PWRHYD071 | NOR | PWRHYD071NOR | Existing | Nam Ko | Run - Off | Oudomxay | Northern | Nam Ko_Northern | 1.5
|  | 81 | PWRHYD072 | SOU | PWRHYD072SOU | Existing | Xelabam | Run - Off | Champasak | Southern | Xelabam_Southern | 5
|  | 82 | PWRHYD073 | NOR | PWRHYD073NOR | Existing | Nam Dong | Run - Off | Luang Prabang | Northern | Nam Dong_Northern | 1
|  | 83 | PWRHYD074 | NOR | PWRHYD074NOR | Existing | Nam Nhon | Run - Off | Bokeo | Northern | Nam Nhon _Northern | 3
|  | 84 | PWRHYD075 | CEN | PWRHYD075CEN | Existing | Nam Phao | Run - Off | Bolikhamxay | Central | Nam Phao_Central | 1.7
|  | 85 | PWRHYD076 | NOR | PWRHYD076NOR | Existing | Nam Tha 3 | Run - Off | Luang Namtha | Northern | Nam Tha 3_Northern | 1.25
|  | 86 | PWRHYD077 | CEN | PWRHYD077CEN | Existing | Tat Salaen | Run - Off | Savannakhet | Central | Tat Salaen_Central | 3.2
|  | 87 | PWRHYD078 | NOR | PWRHYD078NOR | Existing | Nam Sen (tadlang) | Run - Off | XiengKhuang | Northern | Nam Sen (tadlang)_Northern | 5
|  | 88 | PWRHYD079 | SOU | PWRHYD079SOU | Existing | Xanamnoy 6 | Run - Off | Champasak | Southern | Xanamnoy 6_Southern | 5
|  | 89 | PWRHYD080 | NOR | PWRHYD080NOR | Existing | Nam So | Run - Off | XiengKhuang | Northern | Nam So_Northern | 3
|  | 90 | PWRSOL004 | VTE | PWRSOL004VTE | Existing | Solar Naxaythong 1 | Solar | Vientaine.Cap | Vientaine.Cap | Solar Naxaythong 1_Vientaine.Cap | 4.8
|  | 91 | PWRHYD081 | NOR | PWRHYD081NOR | Existing | Nam Phay(ໄພ) | Run - Off | Vientiane | Northern | Nam Phay(ໄພ)_Northern | 2.5
|  | 92 | PWRHYD082 | NOR | PWRHYD082NOR | Existing | Nam Ngum (kengkhouan) | Run - Off | XiengKhuang | Northern | Nam Ngum (kengkhouan)_Northern | 1
|  | 93 | PWRSOL005 | VTE | PWRSOL005VTE | Existing | Solar Naxaythong 2 | Solar | Vientaine.Cap | Vientaine.Cap | Solar Naxaythong 2_Vientaine.Cap | 5
|  | 94 | PWRSOL006 | VTE | PWRSOL006VTE | Existing | Solar Sang Thong | Solar | Vientaine.Cap | Vientaine.Cap | Solar Sang Thong_Vientaine.Cap | 2
|  | 95 | PWRHYD083 | CEN | PWRHYD083CEN | Existing | Nam Xor | Run - Off | Bolikhamxay | Central | Nam Xor_Central | 5
|  | 96 | PWRBIO004 | CEN | PWRBIO004CEN | Existing | Hongfaifar Kak Eoy | Biomass | Savanhnakhet | Central | Hongfaifar Kak Eoy_Central | 2
|  | 97 | PWRSOL007 | CEN | PWRSOL007CEN | Existing | Solar Eoumnamkhong 1 | Solar | Savanhnakhet | Central | Solar Eoumnamkhong 1_Central | 5
|  | 98 | PWRSOL008 | CEN | PWRSOL008CEN | Existing | Solar Eoumnamkhong 3 | Solar | Savanhnakhet | Central | Solar Eoumnamkhong 3_Central | 5
|  | 99 | PWRHYD084 | NOR | PWRHYD084NOR | Existing | Nam Talan | Run - Off | Luang Namtha | Northern | Nam Talan_Northern | 5
|  | 100 | PWRSOL009 | CEN | PWRSOL009CEN | Existing | Solar B. naxay | solar | Vientaine.Cap | Central | Solar B. naxay_Central | 6
|  | 101 | PWRSOL010 | CEN | PWRSOL010CEN | Existing | Solar B. khamphay | solar | Vientaine.Cap | Central | Solar B. khamphay_Central | 3
|  | 102 | PWRSOL011 | CEN | PWRSOL011CEN | Existing | Solar Xaythany | solar | Vientaine.Cap | Central | Solar Xaythany_Central | 4
|  | 103 | PWRSOL012 | CEN | PWRSOL012CEN | Existing | Solar Sangthong | solar | Vientaine.Cap | Central | Solar Sangthong_Central | 4
| THE PROJECTS THAT ARE UNDER CONSTRUCTION AND WILL BE COMPLETED IN 2024 | 104 | PWRHYD085 | NOR | PWRHYD085NOR | Under construction and will be completed in 2024 | Nam Ngum 4 | Reservoir | XiengKhuang | Northern | Nam Ngum 4_Northern | 240
|  | 105 | PWRHYD086 | NOR | PWRHYD086NOR | Under construction and will be completed in 2024 | Nam Ngiep 2A | Run - Off | Xaysomboun | Northern | Nam Ngiep 2A_Northern | 10.5
|  | 106 | PWRHYD087 | SOU | PWRHYD087SOU | Under construction and will be completed in 2024 | Xeset 2 Extention | Reservoir | Saravane | Southern | Xeset 2 Extention_Southern | 10
|  | 107 | PWRHYD088 | SOU | PWRHYD088SOU | Under construction and will be completed in 2025 | Houay Yoi- Houay Kod | Run - Off | Champasak | Southern | Houay Yoi- Houay Kod_Southern | 15
|  | 108 | PWRHYD089 | SOU | PWRHYD089SOU | Under construction and will be completed in 2024 | Xelabam EX | Run - Off | Champasak | Southern | Xelabam_Southern | 8
|  | 109 | PWRHYD090 | SOU | PWRHYD090SOU | Under construction and will be completed in 2024 | Houay La Ngae |  | Xekong | Southern | Houay La Ngae_Southern | 60
|  | 110 | PWRHYD091 | NOR | PWRHYD091NOR | Under construction and will be completed after 2024 | Nam Tha Ban hatmouk | Run - Off | Bokeo | Northern | Nam Tha Ban hatmouk_Northern | 37.5
|  | 111 | PWRHYD092 | CEN | PWRHYD092CEN | Under construction and will be completed after 2024 | Nam Hinboun | Run - Off | Khammouan | Central | Nam Hinboun_Central | 30
|  | 112 | PWRHYD093 | SOU | PWRHYD093SOU | Under construction and will be completed in 2024 | Houay kapher Down | Reservoir | Saravane | Southern | Houay kaphuek Down _Southern | 5
| PROJECTS THAT ARE UNDER CONSTRUCTION AND EXPECTED TO BE COMPLETED AFTER 2024 | 113 | PWRHYD094 | NOR | PWRHYD094NOR | Under construction and expected to be completed after 2024 | Nam Ngum 3 | Reservoir | Xaysomboun | Northern | Nam Ngum 3 _Northern | 480
|  | 114 | PWRHYD095 | NOR | PWRHYD095NOR | Under construction and expected to be completed after 2024 | Nam Ngaow | Run - Off | Bokeo | Northern | Nam Ngaow_Northern | 15
|  | 115 | PWRHYD096 | NOR | PWRHYD096NOR | Under construction and expected to be completed after 2024 | Nam Hao | Run - Off | Huaphanh | Northern | Nam Hao_Northern | 15
|  | 116 | PWRHYD097 | NOR | PWRHYD097NOR | Under construction and expected to be completed after 2024 | Nam Dick 1 | Reservoir | Huaphanh | Northern | Nam Dick 1 _Northern | 15
|  | 117 | PWRHYD098 | NOR | PWRHYD098NOR | Under construction and expected to be completed after 2024 | Nam Xam 1 A (sam) | Reservoir | Huaphanh | Northern | Nam Xam 1 (sam)_Northern | 50
|  | 118 | PWRHYD099 | NOR | PWRHYD099NOR | Under construction and expected to be completed after 2024 | Nam Xam 3(sam) | Reservoir | Huaphanh | Northern | Nam Xam 3(sam)_Northern | 156
|  | 119 | PWRHYD100 | SOU | PWRHYD100SOU | Under construction and expected to be completed after 2024 | Donsahong Ex |  | Champasak | Southern | Donsahong-Ex_Southern | 65
|  | 120 | PWRHYD101 | SOU | PWRHYD101SOU | Under construction and expected to be completed after 2024 | Xekong (Downstream) A | Reservoir | Sekong | Southern | Xekong (Downstream) A _Southern | 86
|  | 121 | PWRHYD102 | NOR | PWRHYD102NOR | Under construction and expected to be completed after 2024 | Nam Mo 2 | Reservoir | XiengKhuang | Northern | Nam Mo 2 _Northern | 120
|  | 122 | PWRHYD103 | SOU | PWRHYD103SOU | Under construction and expected to be completed after 2024 | Nam Phark |  | Champasak | Southern | Nam Phark_Southern | 120
|  | 123 | PWRWND001 | SOU | PWRWND001SOU | Under construction and expected to be completed after 2024 | wind Sekong | Wind | Sekong | Southern | wind Sekong_Southern | 600
|  | 124 | PWRCOA004 | NOR | PWRCOA004NOR | Under construction and expected to be completed after 2024 | Nam Pharn Lignite | Coal | Xiengkhuang | Northern | Nam Pharn_Northern | 660
|  | 125 | PWRHYD104 | NOR | PWRHYD104NOR | Under construction and expected to be completed after 2024 | Nam Xam 3A |  | Huaphanh | Northern | Nam Xam 3A_Nothern | 45
|  | 126 | PWRHYD105 | NOR | PWRHYD105NOR | Under construction and expected to be completed after 2024 | Houay Poungloc | Run - Off | Bokeo | Northern | Houaay Poungloc_Northern | 5
|  | 127 | PWRHYD106 | SOU | PWRHYD106SOU | Under construction and expected to be completed after 2024 | Houay Palaiy (Downstream) |  | Champasak | southern | Houay Palaiy (Downstream)_Southern | 26
|  | 128 | PWRHYD107 | NOR | PWRHYD107NOR | Under construction and expected to be completed after 2024 | Nam Samoi | Reservoir | Vientiane | Northern | Nam Samoi _Northern | 5
|  | 129 | PWRHYD108 | NOR | PWRHYD108NOR | Under construction and expected to be completed after 2024 | Nam Tai | Reservoir | Xaysomboun | Northern | Nam Tai_Northern | 5
| THE PROJECTS ARE EXPECTED TO BE COMPLETED BEFORE 2027. | 130 | PWRHYD109 | SOU | PWRHYD109SOU | Expected to be completed before 2027 | Nam Bi 1 | Reservoir | Sekong | Southern | Nam Bi 1 _Southern | 52
|  | 131 | PWRHYD110 | SOU | PWRHYD110SOU | Expected to be completed before 2027 | Nam Bi 2 | Reservoir | Sekong | Southern | Nam Bi 2 _Southern | 71
|  | 132 | PWRHYD111 | SOU | PWRHYD111SOU | Expected to be completed before 2027 | Nam Bi 3 | Reservoir | Sekong | Southern | Nam Bi 3 _Southern | 12
|  | 133 | PWRHYD112 | NOR | PWRHYD112NOR | Expected to be completed before 2027 | Nam Phoun | Reservoir | Xayabury | Northern | Nam Phoun _Northern | 45
|  | 134 | PWRHYD113 | NOR | PWRHYD113NOR | Expected to be completed before 2027 | Nam Fah |  | Borkeo/Luangnamtha | Northern | Nam Fah_Northern | 180
|  | 135 | PWRHYD114 | NOR | PWRHYD114NOR | Expected to be completed before 2027 | Nam Mo 1 | Reservoir | XiengKhuang | Northern | Nam Mo 1 _Northern | 60
|  | 136 | PWRHYD115 | SOU | PWRHYD115SOU | Expected to be completed before 2027 | Nam Ang |  | Xekong | Southern | Nam Ang_Southern | 55
|  | 137 | PWRSOL013 | CEN | PWRSOL013CEN | Expected to be completed before 2027 | Solar_Pak Ngum 68MW (EDL-GEN) | Solar | Vientaine.Cap | Central | Solar Pak Ngum 68MW_Central | 10
|  | 138 | PWRSOL014 | CEN | PWRSOL014CEN | Expected to be completed before 2027 | Solar_Hardxaiyfong 68MW (EDL-GEN) | Solar | Vientaine.Cap | Central | Solar Hadsaifong 68MW_Central | 15
| THE PROJECTS ARE EXPECTED TO BE COMPLETED AFTER 2027 | 139 | PWRHYD116 | NOR | PWRHYD116NOR | Expected to be completed after 2027 | Nam Mone | Run - Off | Huaphanh | Northern | Nam Mone_Northern | 10
|  | 140 | PWRHYD117 | CEN | PWRHYD117CEN | Expected to be completed after 2027 | Tadsakhoy | Reservoir | Savanhnakhet | Central | Tadsakhoy _Central | 31.2
|  | 141 | PWRHYD118 | SOU | PWRHYD118SOU | Expected to be completed after 2027 | Xekaman 4 | Reservoir | Sekong | Southern | Xekaman 4 _Southern | 70
|  | 142 | PWRHYD119 | SOU | PWRHYD119SOU | Expected to be completed after 2027 | Houay Palaiy | Reservoir | Champasak | Southern | Houay Palaiy _Southern | 26
|  | 143 | PWRSOL015 | SOU | PWRSOL015SOU | Expected to be completed after 2027 | Solar_Sang Thong | Solar | Vientaine.Cap | Vientaine.Cap | Solar Sang Thong_Vientaine.Cap | 500
|  | 144 | PWRSOL016 | SOU | PWRSPL016SOU | Expected to be completed after 2027 | Soar_Nam Kong 2 & 3 | Solar | Attapeu | Southern | Solar Nam Kong 2 & 3 | 220
|  | 145 | PWRSOL017 | NOR | PWRSOL017NOR | Expected to be completed after 2027 | Solar floating-Nam ngum 1 (longxarn) | Solar | Xaysomboun | Northern | Solar floating-Nam ngum 1 (longxarn)_Central | 1200
|  | 146 | PWRSOL018 | NOR | PWRSOL018NOR | Expected to be completed after 2027 | Solar Oudomxay | Solar | Oudomxay | Northern | Solar Oudomxay_Northern | 1000
|  | 147 | PWRSOL019 | SOU | PWRSOL019SOU | Expected to be completed after 2027 | Solar Mueangkhong | Solar | Champasak | Southern | Solar Mueangkhong_Southern | 768.76
|  | 148 | PWRCOA005 | SOU | PWRCOA005SOU | Expected to be completed after 2027 | Ka luem | Coal | Sekong | Southern | Ka luem_Southern | 1800
|  | 149 | PWRCOA006 | SOU | PWRCOA006SOU | Expected to be completed after 2027 | Laman Lignite | Coal | Sekong | Southern | Laman_Southern | 700
|  | 150 | PWRHYD120 | SOU | PWRHYD120SOU | Expected to be completed after 2027 | Houay R-Vien |  | Saravane | Southern | Houay R-Vien_Southern | 5
|  | 151 | PWRHYD121 | SOU | PWRHYD121SOU | Expected to be completed after 2027 | Houay Lai (ໄລ) |  | Saravane | Southern | Houay Lai_Southern | 3
|  | 152 | PWRHYD122 | NOR | PWRHYD122NOR | Expected to be completed after 2027 | Nam Ngarn |  | XiengKhuang | Northern | Nam Ngarn_Northern | 5
| THE PROJECTS ARE EXPECTED TO BE COMPLETED BEFORE 2030. | 153 | PWRSOL020 | SOU | PWRSOL020SOU | Expected to be completed before 2030 | Solar Pathoumphone | Solar | Champasak | Southern | Solar Pathoumphone_Southern | 80
|  | 154 | PWRSOL021 | NOR | PWRSOL021NOR | Expected to be completed before 2030 | Solar Oudomxay | Solar | Oudomxay | Northern | Solar Oudomxay_Northern | 5000
|  | 155 | PWRSOL022 | SOU | PWRSOL022SOU | Expected to be completed before 2030 | Solar Lamarm | Solar | Xekong | Southern | Solar Lamarm_Southern | 500
|  | 156 | PWRSOL023 | SOU | PWRSOL023SOU | Expected to be completed before 2030 | Solar Sarnxay | Solar | Attapeu | Southern | Solar Sarnxay_Southern | 250
|  | 157 | PWRWND002 | CEN | PWRWND002CEN | Expected to be completed before 2030 | Wind Xepon (AMI) | wind | Savannakhet | Central | Wind Xepon_Central | 187.2
|  | 158 | PWRWND003 | SOU | PWRWND003SOU | Expected to be completed before 2030 | Wind Xekong Ex (Impact) | Wind | Xekong | Southern | Wind Xekong Ex (Impact)_Southern | 1000
|  | 159 | PWRWND004 | CEN | PWRWND004CEN | Expected to be completed before 2030 | Wind M.phin/M.nong (vinacom) | wind | Savannakhet | Central | Wind M.phin/M.nong_Central | 495
|  | 160 | PWRHYD123 | CEN | PWRHYD123CEN | Expected to be completed before 2030 | Nam Muan |  | Bolikhamxay | Central | Nam Muan_Central | 100
|  | 161 | PWRHYD124 | CEN | PWRHYD124CEN | Expected to be completed before 2030 | Nam Mone |  | Vientiane Province | Central | Nam Mone_Central | 6
|  | 162 | PWRHYD125 | CEN | PWRHYD125CEN | Expected to be completed before 2030 | Nam Hong (ຮົງ) |  | Bolikhamxay | Central | Nam_Hong_Central | 32
|  | 163 | PWRHYD126 | NOR | PWRHYD126NOR | Expected to be completed before 2030 | Nam Tha2 |  | Luangnamtha | Northern | Nam_Tha 2_Northerrn | 60
|  | 164 | PWRHYD127 | CEN | PWRHYD127CEN | Expected to be completed before 2030 | Khuean Pak Ngum |  | Vientiane.Cap | Central | Khuean Pak Ngum_Central | 84
|  | 165 | PWRHYD128 | SOU | PWRHYD128SOU | Expected to be completed before 2030 | Xekong 3A |  | Attapeu | Southern | Xekong 3A_Southern | 129.6
|  | 166 | PWRHYD129 | SOU | PWRHYD129SOU | Expected to be completed before 2030 | Xekong 3B |  | Attapeu | Southern | Xekong 3B_Sothern | 146.7
|  | 167 | PWRHYD130 | NOR | PWRHYD130NOR | Expected to be completed before 2030 | Nam Nern1 |  | Huaphanh | Northern | Nam Nern1_Northern | 124
|  | 168 | PWRHYD131 | SOU | PWRHYD131SOU | Expected to be completed before 2030 | Xekong (Downstream) B | Reservoir | Sekong | Southern | Xekong (Downstream) B _Southern | 50
|  | 169 | PWRHYD132 | SOU | PWRHYD132SOU | Expected to be completed before 2030 | Houay Dark ka |  | Sekong | Southern | Houay Dark ka_Southern | 24
|  | 170 | PWRCOA007 | NOR | PWRCOA007NOR | Expected to be completed before 2030 | Huaphanh Coal | Coal | Huaphanh | Northern | Huaphanh Coal_Northern | 600
|  | 171 | PWRCOA008 | CEN | PWRCOA008CEN | Expected to be completed before 2030 | Bualapha Coal Power plan | Coal | Khammouan | Central | Bualapha Coal Power plan_Central | 2000
|  | 172 | PWRBIO005 | CEN | PWRBIO005CEN | Expected to be completed before 2030 | Garbage transition | Biomass | Vientiane.Cap | Central | Garbage transition_Central | 6
|  | 173 | PWRHYD133 | SOU | PWRHYD133SOU | Expected to be completed before 2030 | Houay Pouang (Downstream) |  | Sekong | Southern | Houay Pouang (downstream)_Southern | 3.4
|  | 174 | PWRHYD134 | SOU | PWRHYD134SOU | Expected to be completed before 2030 | Xenamnoy 4 |  | Sekong | Southern | Xenamnoy 4_Southern | 5
|  | 175 | PWRHYD135 | NOR | PWRHYD135NOR | Expected to be completed before 2030 | Nam thong 2 |  | Xaysomboun | Northern | Nam thong 2_Northern | 5
|  | 176 | PWRHYD136 | SOU | PWRHYD136SOU | Expected to be completed before 2030 | Houay Nam Sai 2 (Keng Toung) |  | Saravane | Southern | Houay Keng Toung_Southern | 5
|  | 177 | PWRSOL024 | CEN | PWRSOL024CEN | Expected to be completed before 2030 | Solar_Naxaiythong | Solar | Vientiane.Cap | Central | Solar Naxaiythong_Central | 4
|  | 178 | PWRSOL025 | CEN | PWRSOL025CEN | Expected to be completed before 2030 | Solar_Thulakhom | Solar | Vientiane Province | Central | Solar Thulakhom_Central | 3
|  | 179 | PWRSOL026 | CEN | PWRSOL026CEN | Expected to be completed before 2030 | Solar_Thou la khom | Solar | Vientiane Province | Central | Solar Thulakhom_Central | 5
|  | 180 | PWRSOL027 | CEN | PWRSOL027CEN | Expected to be completed before 2030 | Solar_tha pha bath | Solar | Bolikhamxay | Central | Solar Thaphabath_Central | 6
|  | 181 | PWRSOL028 | CEN | PWRSOL028CEN | Expected to be completed before 2030 | Solar_ Mueang Muen | Solar | Vientiane Province | Central | Solar mueang muen_Central | 3
|  | 182 | PWRSOL029 | NOR | PWRSOL029NOR | Expected to be completed before 2030 | Solar_Luang Phabang | Solar | Luang Phabrang | Northern | Solar Luang Phabang | 5
|  | 183 | PWRSOL030 | CEN | PWRSOL030CEN | Expected to be completed before 2030 | Solar_Sanakharm | Solar | Vientiane Province | Central | Solar Sanakharm_Central | 5
|  | 184 | PWRSOL031 | CEN | PWRSOL031CEN | Expected to be completed before 2030 | Solar_Pak Sun | Solar | Bolikhamxay | Central | Solar pak sun_Central | 3
|  | 185 | PWRSOL032 | CEN | PWRSOL032CEN | Expected to be completed before 2030 | Solar_Bolikhun | Solar | Bolikhamxay | Central | Solar Bolikhun_Central | 5
| THE PROJECTS ARE EXPECTED TO BE COMPLETED AFTER 2030. | 186 | PWRHYD137 | NOR | PWRHYD137NOR | Expected to be completed after 2030 | Nam Xueang 1 |  | Luang Prabang | Northern | Nam Xueang 1_Northern | 30
|  | 187 | PWRHYD138 | NOR | PWRHYD138NOR | Expected to be completed after 2030 | Nam Xueang 2 |  | Luang Prabang | Northern | Nam Xueang 2_Northern | 108
|  | 188 | PWRHYD139 | SOU | PWRHYD139SOU | Expected to be completed after 2030 | Xekong 4A | Reservoir | Sekong | Southern | Xekong 4A _Southern | 175
|  | 189 | PWRHYD140 | SOU | PWRHYD140SOU | Expected to be completed after 2030 | Xekong 4B | Reservoir | Sekong | Southern | Xekong 4B _Southern | 165
|  | 190 | PWRHYD141 | NOR | PWRHYD141NOR | Expected to be completed after 2030 | Luang Prabang | Run - Off | Luang Prabang | Northern | Luang Prabang_Northern | 1460
|  | 191 | PWRHYD142 | NOR | PWRHYD142NOR | Expected to be completed after 2030 | Pak Beng | Run - Off | Luang Prabang | Northern | Pak Beng (Nam khong)_Northern | 912
|  | 192 | PWRHYD143 | NOR | PWRHYD143NOR | Expected to be completed after 2030 | Pak Lai (Nam khong) | Run - Off | Xayabury | Northern | Pak Lai (Nam khong)_Northern | 770
|  | 193 | PWRHYD144 | NOR | PWRHYD144NOR | Expected to be completed after 2030 | Nam Phuan |  | Xaysomboun | Northern | Nam Puan_Northern | 102.3
|  | 194 | PWRHYD145 | CEN | PWEHYD145CEN | Expected to be completed after 2030 | Xelanong R-Xing |  | Savannakhet | Central | Xelanong R Xing_Central | 60
|  | 195 | PWRHYD146 | SOU | PWRHYD146SOU | Expected to be completed after 2030 | Xelanong 2 |  | Saravane | Southern | Xelanong 2_Southern | 35
|  | 196 | PWRHYD147 | NOR | PWRHYD147NOR | Expected to be completed after 2030 | Nam Nern 3 |  | Huaphanh | Northern | Nam nern 3_Northern | 60
|  | 197 | PWRHYD148 | SOU | PWRHYD148SOU | Expected to be completed after 2030 | Xekatam | Reservoir | Sekong | Southern | Xekatam _Southern | 81
|  | 198 | PWRHYD149 | NOR | PWRHYD149NOR | Expected to be completed after 2030 | Nam Laeng |  | Phongsaly | Northern | Nam Laeng_Northern | 60
|  | 199 | PWRHYD150 | NOR | PWRHYD150NOR | Expected to be completed after 2030 | Nam Phark 1 |  | Oudomxay | Northern | Nam phark 1_Northern | 28
|  | 200 | PWRHYD151 | NOR | PWRHYD151NOR | Expected to be completed after 2030 | Nam Phark 2 |  | Oudomxay | Northern | Nam phark 2_Northern | 28
|  | 201 | PWRHYD152 | NOR | PWRHYD152NOR | Expected to be completed after 2030 | Nam Phark 3 |  | Oudomxay | Northern | Nam phark 3_Northern | 40
|  | 202 | PWRHYD153 | NOR | PWRHYD153NOR | Expected to be completed after 2030 | Nam Xum 4 | Reservoir | Huaphanh | Northern | Nam Xum 4_Northern | 150
|  | 203 | PWRHYD154 | NOR | PWRHYD154NOR | Expected to be completed after 2030 | Nam Nga 1 |  | Luang Phabrang | Northern | Nam Nga 1_Northern | 62
|  | 204 | PWRHYD155 | NOR | PWRHYD155NOR | Expected to be completed after 2030 | Nam Pouy 1 |  | Xayabury | Northern | Nam pouy 1_Northern | 50
|  | 205 | PWRHYD156 | CEN | PWRHYD156CEN | Expected to be completed after 2030 | Xelanong 3 (Tung ern) |  | Savannakhet | Central | Xelanong 3 (Tung ern)_Central | 60
|  | 206 | PWRHYD157 | SOU | PWRHYD157SOU | Expected to be completed after 2030 | Xe phon 3 |  | Saravane | Southern | Xep phon 3_Southern | 47
|  | 207 | PWRHYD158 | NOR | PWRHYD158NOR | Expected to be completed after 2030 | Nam Ngao | Reservoir | Oudomxay | Northern | Nam Ngao _Northern | 15
|  | 208 | PWRHYD159 | NOR | PWRHYD159NOR | Expected to be completed after 2030 | Nam Chae 2 |  | Xaysomboun | Northern | Nam Chae 2_Northern | 7.5
|  | 209 | PWRHYD160 | NOR | PWRHYD160NOR | Expected to be completed after 2030 | Nam Dik 3 |  | Huaphanh | Northern | Nam Dik 3_ Northern | 10
|  | 210 | PWRHYD161 | NOR | PWRHYD161NOR | Expected to be completed after 2030 | Nam Xum 1B |  | Huaphanh | Northern | Nam Xum 1B_Northern | 14
|  | 211 | PWRHYD162 | NOR | PWRHYD162NOR | Expected to be completed after 2030 | Nam Yueang 1A |  | Huaphanh | Northern | Nam Yueang 1A_Northern | 14.5
|  | 212 | PWRHYD163 | NOR | PWRHYD163NOR | Expected to be completed after 2030 | Nam Yueang 1B |  | Huaphanh | Northern | Nam Yueang 1B_Northern | 15
|  | 213 | PWRHYD164 | NOR | PWRHYD164NOR | Expected to be completed after 2030 | Nam Ten 1 |  | Huaphanh | Northern | Nam Ten 1_Northern | 15
|  | 214 | PWRHYD165 | NOR | PWRHYD165NOR | Expected to be completed after 2030 | Nam Ten 2 |  | Huaphanh | Northern | Nam Ten 2_Northern | 15
|  | 215 | PWRHYD166 | CEN | PWRHYD166CEN | Expected to be completed after 2030 | Keng Soy |  | Khammouan | Central | Keng Soy_Central | 15
|  | 216 | PWRHYD167 | NOR | PWRHYD167NOR | Expected to be completed after 2030 | Nam Khao 5 |  | XiengKhuang | Northern | Nam khao 5_Northern | 7.5
|  | 217 | PWRHYD168 | NOR | PWRHYD168NOR | Expected to be completed after 2030 | Nam Chut 2 |  | XiengKhuang | Northern | Nam Chut 2 _Northern | 8
|  | 218 | PWRHYD169 | NOR | PWRHYD169NOR | Expected to be completed after 2030 | Nam Kuen |  | XiengKhuang | Northern | Nam Kuen_Northern | 7.9
|  | 219 | PWRHYD170 | SOU | PWRHYD170SOU | Expected to be completed after 2030 | Xeset-Kengxun |  | Saravane | Southern | Xeset-Keng xun_Southern | 13
|  | 220 | PWRHYD171 | SOU | PWRHYD171SOU | Expected to be completed after 2030 | Xelanong 3 |  | Saravane | Southern | Xelanong 3_Southern | 12
|  | 221 | PWRHYD172 | SOU | PWRHYD172SOU | Expected to be completed after 2030 | Houay E Mern 1 |  | Xekong | Southern | Houay E Mern 1_Southern | 13
|  | 222 | PWRHYD173 | SOU | PWRHYD173SOU | Expected to be completed after 2030 | Houay E mern 2 |  | Xekong | Southern | Houay E mern 2_Southern | 8
|  | 223 | PWRHYD174 | SOU | PWRHYD174SOU | Expected to be completed after 2030 | Nam Yueng 2 (ເຢີງ) |  | Xekong | Southern | Nam Yueng 2_Southern | 10
|  | 224 | PWRHYD175 | SOU | PWRHYD175SOU | Expected to be completed after 2030 | Nam Yueng 3 |  | Xekong | Southern | Nam Yueng 3_Southern | 11
|  | 225 | PWRHYD176 | SOU | PWRHYD176SOU | Expected to be completed after 2030 | Nam Yueng 4 |  | Xekong | Southern | Nam Yueng 4_Southern | 10
|  | 226 | PWRHYD177 | SOU | PWRHYD177SOU | Expected to be completed after 2030 | Nam Yueng 5 |  | Xekong | Southern | Nam Yueng 5_Southern | 12
|  | 227 | PWRHYD178 | SOU | PWRHYD178SOU | Expected to be completed after 2030 | Houay Cha Lock 1 |  | Xekong | Southern | Houay Cha Lock 1_Southern | 6
|  | 228 | PWRHYD179 | SOU | PWRHYD179SOU | Expected to be completed after 2030 | Houay Nuan 1 |  | Xekong | Southern | Houay Nuan 1_Southern | 9.5
|  | 229 | PWRHYD180 | SOU | PWRHYD180SOU | Expected to be completed after 2030 | Xe phien (Downstream) |  | Xekong | Southern | Xe phien (downstream)_Southern | 14.8
|  | 230 | PWRHYD181 | NOR | PWRHYD181NOR | Expected to be completed after 2030 | Nam Ou 8 |  | Phongsaly | Northern | Nam Ou8_Northern | 15
|  | 231 | PWRHYD182 | NOR | PWRHYD182NOR | Expected to be completed after 2030 | Nam Mut 1 | Reservoir | XiengKhuang | Northern | Nam Mut 1 _Northern | 15
|  | 232 | PWRHYD183 | NOR | PWRHYD183NOR | Expected to be completed after 2030 | Nam Mut 2 | Reservoir | XiengKhuang | Northern | Nam Mut 2_Northern | 15
|  | 233 | PWRHYD184 | NOR | PWRHYD184NOR | Expected to be completed after 2030 | Nam Houy (ຮວຍ) |  | XiengKhuang | Northern | Nam Houy_Northern | 7
|  | 234 | PWRHYD185 | CEN | PWRHYD185CEN | Expected to be completed after 2030 | Nam Chard 1 |  | Bolikhamxay | Central | Nam Chard 1_Central | 15
|  | 235 | PWRHYD186 | SOU | PWRHYD186SOU | Expected to be completed after 2030 | Houay Nam Phark (Downstream) |  | Champasak | Southern | Houay Nam Phark (downstream)_Southern | 9
|  | 236 | PWRHYD187 | SOU | PWRHYD187SOU | Expected to be completed after 2030 | Houay Cham py_Pa kung |  | Champasak | Southern | Houay Cham py_Pa kung_Southern | 8
|  | 237 | PWRHYD188 | NOR | PWRHYD188NOR | Expected to be completed after 2030 | Nam Thong 1 |  | Xaysomboun | Northern | Nam Thong 1_Northern | 10
|  | 238 | PWRHYD189 | SOU | PWRHYD189SOU | Expected to be completed after 2030 | Houay Pouang (Upstream) |  | Xekong | Southern | Houay Pouang (Upstream)_Southern | 6
|  | 239 | PWRHYD190 | NOR | PWRHYD190NOR | Expected to be completed after 2030 | Nam Dik 2 |  | Huaphanh | Northern | Nam Dik 2_Northern | 15
|  | 240 | PWRHYD191 | NOR | PWRHYD191NOR | Expected to be completed after 2030 | Nam Ngao 1 |  | Oudomxay | Northern | Nam Ngao1_Northern | 15
|  | 241 | PWRHYD192 | NOR | PWRHYD192NOR | Expected to be completed after 2030 | Nam Nern (downstream) |  | XiengKhuang | Northern | Nam Nern (downstream)_Northern | 15
|  | 242 | PWRHYD193 | SOU | PWRHYD193SOU | Expected to be completed after 2030 | Nam Yueng 7 |  | Xekong | Southern | Nam Yueng 7_Southern | 15
|  | 243 | PWRHYD194 | NOR | PWRHYD194NOR | Expected to be completed after 2030 | Nam Pheuak |  | Xaysomboun | Northern | Nam Pheuak_Northern | 10
|  | 244 | PWRHYD195 | CEN | PWRHYD195CEN | Expected to be completed after 2030 | Nam Xung |  | Bolikhamxay | Central | Nam Xung_Central | 14.8
|  | 245 | PWRHYD196 | CEN | PWRHYD196CEN | Expected to be completed after 2030 | Nam Tueng |  | Bolikhamxay | Central | Nam Tueng_Central | 12.8
|  | 246 | PWRHYD197 | CEN | PWRHYD197CEN | Expected to be completed after 2030 | Houay saiy nam Khong |  | Bolikhamxay | Central | Houay saiy nam khong_Central | 13.6
|  | 247 | PWRHYD198 | CEN | PWRHYD198CEN | Expected to be completed after 2030 | Nam Hueng |  | Bolikhamxay | Central | Nam Hueng_Central | 12.5
|  | 248 | PWRHYD199 | SOU | PWRHYD199SOU | Expected to be completed after 2030 | Houay Nam sai 1 (tard ka lery) |  | Saravane | Southern | Houay Nam sai 2 (tard ka lery)_Southern | 6.1
|  | 249 | PWRHYD200 | SOU | PWRHYD200SOU | Expected to be completed after 2030 | Houay pa yu (downstream) |  | Xekong | Southern | Houay pa yu (downstream)_Southern | 33
|  | 250 | PWRHYD201 | SOU | PWRHYD201SOU | Expected to be completed after 2030 | Xekong 5 | Reservoir | Xekong | Southern | Xekong 5_Southern | 330
|  | 251 | PWRHYD202 | CEN | PWRHYD202CEN | Expected to be completed after 2030 | Xebungfai 1 (Keng keo) |  | Savannakhet | Central | Xebungfai 1 (Keng keo)_Southern | 110
|  | 252 | PWRHYD203 | NOR | PWRHYD203NOR | Expected to be completed after 2030 | Nam Khao 1 |  | XiengKhuang | Northern | Nam Khao 1_Northern | 15
|  | 253 | PWRHYD204 | NOR | PWRHYD204NOR | Expected to be completed after 2030 | Nam Khao 2 |  | XiengKhuang | Northern | Nam Khao 2_Northern | 15
|  | 254 | PWRHYD205 | NOR | PWRHYD205NOR | Expected to be completed after 2030 | Nam Khao 3 |  | XiengKhuang | Northern | Nam Khao 3_Northern | 15
|  | 255 | PWRHYD206 | NOR | PWRHYD206NOR | Expected to be completed after 2030 | Nam Khao 4 |  | XiengKhuang | Northern | Nam Khao 4_Northern | 15
|  | 256 | PWRHYD207 | SOU | PWRHYD207SOU | Expected to be completed after 2030 | Houay cha Liew 1 | Reservoir | Xekong | Southern | Houay cha Liew 1_Southern | 11
|  | 257 | PWRHYD208 | SOU | PWRHYD208SOU | Expected to be completed after 2030 | Houay cha Liew 2 | Reservoir | Xekong | Southern | Houay cha Liew 2 _Southern | 13
|  | 258 | PWRHYD209 | NOR | PWRHYD209NOR | Expected to be completed after 2030 | Nam Yueang 2A |  | Huaphanh | Northern | Nam Yueang 2A_Northern | 14
|  | 259 | PWRHYD210 | NOR | PWRHYD210NOR | Expected to be completed after 2030 | Nam Yueang 2B |  | Huaphanh | Northern | Nam Yueang 2B_Northern | 15
|  | 260 | PWRHYD211 | NOR | PWRHYD211NOR | Expected to be completed after 2030 | Nam Yueang 3A |  | Huaphanh | Northern | Nam Yueang 3A_Northern | 15
|  | 261 | PWRHYD212 | NOR | PWRHYD212NOR | Expected to be completed after 2030 | Nam Yueang 3B |  | Huaphanh | Northern | Nam Yueang 3B_Northern | 13.4
|  | 262 | PWRHYD213 | SOU | PWRHYD213SOU | Expected to be completed after 2030 | Houay Phok | Reservoir | Attapeu | Southern | Houay Phok _Southern | 12
|  | 263 | PWRHYD214 | SOU | PWRHYD214SOU | Expected to be completed after 2030 | Nam Xou |  | Attapeu | Southern | Nam Xou_Southern | 7
|  | 264 | PWRHYD215 | SOU | PWRHYD215SOU | Expected to be completed after 2030 | Nam Ka euan |  | Attapeu | Southern | Nam Ka euan_Southern | 14.8
|  | 265 | PWRHYD216 | NOR | PWRHYD216NOR | Expected to be completed after 2030 | Nam Ngum-Xayabury |  | Xayabury | Northern | Nam Ngum-Xayabury_Northern | 44
|  | 266 | PWRHYD217 | NOR | PWRHYD217NOR | Expected to be completed after 2030 | Sanakham | Run - Off | Xayabury | Northern | Sanakham_Northern | 660
|  | 267 | PWRHYD218 | SOU | PWRHYD218SOU | Expected to be completed after 2030 | Phou Ngoy (Nam khong) |  | Champasak | Southern | Phou Ngoy_Southern | 728
|  | 268 | PWRHYD219 | SOU | PWRHYD219SOU | Expected to be completed after 2030 | Nam Emoun 1&2 Integrated |  | Xekong | Southern | Nam Emoun 1&2 Integrated_Southern | 225
|  | 269 | PWRHYD220 | SOU | PWRHYD220SOU | Expected to be completed after 2030 | Houay Cham py lak 35 |  | Champasak | Southern | Houay Cham py lak 35_Southern | 5
|  | 270 | PWRHYD221 | SOU | PWRHYD221SOU | Expected to be completed after 2030 | Houay Cham py oudomsouk |  | Champasak | Southern | Houay Cham py oudomsouk_Southern | 5
|  | 271 | PWRHYD222 | SOU | PWRHYD222SOU | Expected to be completed after 2030 | Xenamnoy 5 |  | Champasak | Southern | Xenamnoy 5_Southern | 5
|  | 272 | PWRHYD223 | NOR | PWRHYD223NOR | Expected to be completed after 2030 | Nam Mery 1 |  | Xaysomboun | Northern | Nam Mery 1_Northern | 3
|  | 273 | PWRHYD224 | NOR | PWRHYD224NOR | Expected to be completed after 2030 | Nam Mery 2 (Nam Xao) |  | Xaysomboun | Northern | Nam Mery 2 (Nam Xao)_Northern | 3.8
|  | 274 | PWRHYD225 | CEN | PWRHYD225CEN | Expected to be completed after 2030 | Nam Kang |  | Bolikhamxay | Central | Nam Kang_Central | 5
|  | 275 | PWRHYD226 | NOR | PWRHYD226NOR | Expected to be completed after 2030 | Nam Phang 1 (ຜາງ) |  | XiengKhuang | Northern | Nam Phang 1_Northern | 2.5
|  | 276 | PWRHYD227 | NOR | PWRHYD227NOR | Expected to be completed after 2030 | Nam Hong (ໂຮງ) |  | XiengKhuang | Northern | Nam Hong_Northern | 5
|  | 277 | PWRHYD228 | SOU | PWRHYD228SOU | Expected to be completed after 2030 | Nam Yueng 8 |  | Xekong | Southern | Nam Yueng 8_Southern | 5
|  | 278 | PWRHYD229 | SOU | PWRHYD229SOU | Expected to be completed after 2030 | Houay Nuan 2 |  | Xekong | Southern | Houay Nuan 2_Southern | 5
|  | 279 | PWRHYD230 | NOR | PWRHYD230NOR | Expected to be completed after 2030 | Nam Ngao 2 |  | Oudomxay | Northern | Nam Ngao 2_Northern | 4
| PROJECTS THAT ALREADY SIGNED MOU, UNDER FS STAGE | 280 | PWRHYD231 | NOR | PWRHYD231NOR | Signed MOU, under the FS stage | Nam Bak 2 |  | Xaysomboun | Northern | Nam Bak 2_Northern | 120
|  | 281 | PWRHYD232 | SOU | PWRHYD232SOU | Signed MOU, under the FS stage | Xepien-Houay xoy |  | Attapeu | Southern | Xepien-Houay xoy_Southern | 45
|  | 282 | PWRHYD233 | NOR | PWRHYD233NOR | Signed MOU, under the FS stage | Nam Boun 2 |  | Phongsaly | Northern | Nam Boun 2_Northern | 15
|  | 283 | PWRHYD234 | NOR | PWRHYD234NOR | Signed MOU, under the FS stage | Nam Houn 1 |  | Phongsaly | Northern | Nam Houn 1_Northern | 27.9
|  | 284 | PWRHYD235 | NOR | PWRHYD235NOR | Signed MOU, under the FS stage | Nam Houn 2 |  | Phongsaly | Northern | Nam Houn 2_Northern | 28
|  | 285 | PWRHYD236 | NOR | PWRHYD236NOR | Signed MOU, under the FS stage | Nam Houn 3 |  | Phongsaly | Northern | Nam Houn 3_Northern | 15
|  | 286 | PWRHYD237 | NOR | PWRHYD237NOR | Signed MOU, under the FS stage | Nam Khan |  | Huaphanh | Northern | Nam Khan_Northern | 15
|  | 287 | PWRHYD238 | NOR | PWRHYD238NOR | Signed MOU, under the FS stage | Nam Young (ຢອງ) |  | Huaphanh | Northern | Nam Young_Northern | 9
|  | 288 | PWRHYD239 | NOR | PWRHYD239NOR | Signed MOU, under the FS stage | Nam Long (ລ້ອງ) |  | Huaphanh | Northern | Nam Long_Northern | 13.1
|  | 289 | PWRHYD240 | NOR | PWRHYD240NOR | Signed MOU, under the FS stage | Nam Long 2 |  | Luangnamtha | Northern | Nam Long 2_Northern | 10.9
|  | 290 | PWRHYD241 | CEN | PWRHYD241CEN | Signed MOU, under the FS stage | Houay nam chuan |  | Bolikhamxay | Central | Houay nam chuan_Central | 15
|  | 291 | PWRHYD242 | CEN | PWRHYD242CEN | Signed MOU, under the FS stage | Houay nam pun |  | Bolikhamxay | Central | Houay nam pun_Central | 15
|  | 292 | PWRHYD243 | CEN | PWRHYD243CEN | Signed MOU, under the FS stage | Nam Lerk |  | Bolikhamxay | Central | Nam Lerk_Central | 15
|  | 293 | PWRHYD244 | CEN | PWRHYD244CEN | Signed MOU, under the FS stage | Nam Young (ຍອງ) |  | Bolikhamxay | Central | Nam Young_Central | 14
|  | 294 | PWRHYD245 | CEN | PWRHYD245CEN | Signed MOU, under the FS stage | Nam xun 2 |  | Bolikhamxay | Central | Nam xun 2_Central | 14.8
|  | 295 | PWRHYD246 | CEN | PWRHYD246CEN | Signed MOU, under the FS stage | Nam Thern (Upstream) |  | Bolikhamxay | Central | Nam Thern (Upstream)_Central | 10
|  | 296 | PWRHYD247 | CEN | PWRHYD247CEN | Signed MOU, under the FS stage | Xe bung hieng (Upstream) |  | Savannakhet | Central | Xe bung hieng (Upstream)_Central | 10
|  | 297 | PWRHYD248 | SOU | PWRHYD248SOU | Signed MOU, under the FS stage | Houay bung lieng (Upstream) |  | Champasak | Southern | Houay bung lieng (upstream)_Southern | 10.58
|  | 298 | PWRHYD249 | SOU | PWRHYD249SOU | Signed MOU, under the FS stage | Houay pet (downstream) ຫ້ວຍເປດ |  | Xekong | Southern | Houay pet (downstream)_Southern | 13
|  | 299 | PWRHYD250 | NOR | PWRHYD250NOR | Signed MOU, under the FS stage | Nam Nua (ນ້ຳນົວ) |  | Phongsaly | Northern | Nam nua_Northern | 15
|  | 300 | PWRHYD251 | NOR | PWRHYD251NOR | Signed MOU, under the FS stage | Nam Barn |  | Phongsaly | Northern | Nam Barn_Northern | 12
|  | 301 | PWRHYD252 | NOR | PWRHYD252NOR | Signed MOU, under the FS stage | Nam Merk (ນ້ຳເມິກ) |  | Phongsaly | Northern | Nam Merk_Northern | 10
|  | 302 | PWRHYD253 | NOR | PWRHYD253NOR | Signed MOU, under the FS stage | Nam Phae |  | Phongsaly | Northern | Nam Phae_Northern | 8
|  | 303 | PWRHYD254 | NOR | PWRHYD254NOR | Signed MOU, under the FS stage | Nam Xum 2 |  | Huaphanh | Northern | Nam Xum 2_Norther | 15
|  | 304 | PWRHYD255 | NOR | PWRHYD255NOR | Signed MOU, under the FS stage | Nam Ten 3 |  | Huaphanh | Northern | Nam Ten 3_Northern | 15
|  | 305 | PWRHYD256 | NOR | PWRHYD256NOR | Signed MOU, under the FS stage | Nam Lar (ນ້ຳຫຼ້າ) |  | Huaphanh | Northern | Nam Lar_Northern | 11.5
|  | 306 | PWRHYD257 | NOR | PWRHYD257NOR | Signed MOU, under the FS stage | Nam Xueang 4 |  | Luang Phabrang | Northern | Nam Xueang 4_Northern | 42
|  | 307 | PWRHYD258 | NOR | PWRHYD258NOR | Signed MOU, under the FS stage | Nam Xueang 5 |  | Luang Phabrang | Northern | Nam Xueang 5_Northern | 47.1
|  | 308 | PWRHYD259 | NOR | PWRHYD259NOR | Signed MOU, under the FS stage | Nam Xueang 6 |  | Luang Phabrang | Northern | Nam Xueang 6_Northern | 72
|  | 309 | PWRHYD260 | NOR | PWRHYD260NOR | Signed MOU, under the FS stage | Nam Khan 4 |  | Luang Phabrang | Northern | Nam Khan 4_Northern | 60
|  | 310 | PWRHYD261 | NOR | PWRHYD261NOR | Signed MOU, under the FS stage | Nam Bak |  | Luang Phabrang | Northern | Nam Bak_Northern | 15
|  | 311 | PWRHYD262 | NOR | PWRHYD262NOR | Signed MOU, under the FS stage | Nam Mut (ນ້ຳມັດ) |  | Luang Phabrang | Northern | Nam Mut_Northern | 15
|  | 312 | PWRHYD263 | NOR | PWRHYD263NOR | Signed MOU, under the FS stage | Nam Xaeng (ນ້ຳແຊງ) |  | Luang Phabrang | Northern | Nam Xaeng_Northern | 15
|  | 313 | PWRHYD264 | NOR | PWRHYD264NOR | Signed MOU, under the FS stage | Nam Mee (ນ້ຳມີ້) |  | Luang Phabrang | Northern | Nam Mee_Northern | 15
|  | 314 | PWRHYD265 | NOR | PWRHYD265NOR | Signed MOU, under the FS stage | Nam Saeng (ນ້ຳແສງ) |  | Luang Phabrang | Northern | Nam Saeng_Noethern | 15
|  | 315 | PWRHYD266 | NOR | PWRHYD266NOR | Signed MOU, under the FS stage | Nam Sa narn |  | Luang Phabrang | Northern | Nam sa narn_Northern | 15
|  | 316 | PWRHYD267 | NOR | PWRHYD267NOR | Signed MOU, under the FS stage | Nam Ming 1 |  | Luang Phabrang | Northern | Nam Ming 1_Northern | 15
|  | 317 | PWRHYD268 | NOR | PWRHYD268NOR | Signed MOU, under the FS stage | Nam Ming 2 |  | Luang Phabrang | Northern | Nam Ming 2_Northern | 15
|  | 318 | PWRHYD269 | NOR | PWRHYD269NOR | Signed MOU, under the FS stage | Nam Fah 2 |  | Luangnamtha | Northern | Nam Fah 2_Northern | 25
|  | 319 | PWRHYD270 | NOR | PWRHYD270NOR | Signed MOU, under the FS stage | Nam Tha |  | Bokeo | Northern | Nam Tha_Northern | 14
|  | 320 | PWRHYD271 | NOR | PWRHYD271NOR | Signed MOU, under the FS stage | Nam Kor (Torn Tai) ນ້ຳກໍຕອນໃຕ້ ບ. ໂພນສະຫວ່າງ |  | Oudomxay | Northern | Nam Kor (Torn Tai) ນ້ຳກໍຕອນໃຕ້ ບ. ໂພນສະຫວ່າງ_Northern | 10
|  | 321 | PWRHYD272 | NOR | PWRHYD272NOR | Signed MOU, under the FS stage | Nam Kor (Torn Tai) ນ້ຳກໍຕອນໃຕ້ ບ. ຫ້ວຍຊ້າງ |  | Oudomxay | Northern | Nam Kor (Torn Tai) ນ້ຳກໍຕອນໃຕ້ ບ. ຫ້ວຍຊ້າງ_Northern | 10
|  | 322 | PWRHYD273 | NOR | PWRHYD273NOR | Signed MOU, under the FS stage | Nam Houng 3 (ນ້ຳຮຸ່ງ 3) |  | Xayabury | Northern | Nam Houng 3 (ນ້ຳຮຸ່ງ 3)_Northern | 10
|  | 323 | PWRHYD274 | NOR | PWRHYD274NOR | Signed MOU, under the FS stage | Nam Houng 4 (ນ້ຳຮຸ່ງ 4) |  | Xayabury | Northern | Nam Houng 4 (ນ້ຳຮຸ່ງ 4)_Northern | 15
|  | 324 | PWRHYD275 | NOR | PWRHYD275NOR | Signed MOU, under the FS stage | Nam Koud (ນ້ຳກູດ) |  | Xayabury | Northern | Nam Koud (ນ້ຳກູດ)_Northern | 8
|  | 325 | PWRHYD276 | NOR | PWRHYD276NOR | Signed MOU, under the FS stage | Nam Khan 4 |  | XiengKhuang | Northern | Nam Khan 4_Northern | 15
|  | 326 | PWRHYD277 | NOR | PWRHYD277NOR | Signed MOU, under the FS stage | Nam Khan 3A |  | XiengKhuang | Northern | Nam Khan 3A_Northern | 15
|  | 327 | PWRHYD278 | NOR | PWRHYD278NOR | Signed MOU, under the FS stage | Nam Khan 3B |  | XiengKhuang | Northern | Nam Khan 3B_Northern | 15
|  | 328 | PWRHYD279 | NOR | PWRHYD279NOR | Signed MOU, under the FS stage | Nam Khien* (ນ້ຳຄຽນ) |  | XiengKhuang | Northern | Nam Khien*_Northern | 15
|  | 329 | PWRHYD280 | NOR | PWRHYD280NOR | Signed MOU, under the FS stage | Nam vung ban naluang |  | XiengKhuang | Northern | Nam vung ban naluang_Northern | 12
|  | 330 | PWRHYD281 | NOR | PWRHYD281NOR | Signed MOU, under the FS stage | Nam Kuen (ນ້ຳກືນ) |  | XiengKhuang | Northern | Nam Kuen (ນ້ຳກືນ)_Northern | 9
|  | 331 | PWRHYD282 | NOR | PWRHYD282NOR | Signed MOU, under the FS stage | Nam Khien |  | XiengKhuang | Northern | Nam Khien_Northern | 9
|  | 332 | PWRHYD283 | NOR | PWRHYD283NOR | Signed MOU, under the FS stage | Nam Kuea (ນ້ຳເກື້ອ) |  | XiengKhuang | Northern | Nam Kuea (ນ້ຳເກື້ອ)_Northern | 12
|  | 333 | PWRHYD284 | NOR | PWRHYD284NOR | Signed MOU, under the FS stage | Nam Siem (upstream) ນ້ຳສຽມ |  | XiengKhuang | Northern | Nam Siem (upstream) ນ້ຳສຽມ_Northern | 14
|  | 334 | PWRHYD285 | NOR | PWRHYD285NOR | Signed MOU, under the FS stage | Nam Larn 1 |  | XiengKhuang | Northern | Nam Larn1_Northern | 14
|  | 335 | PWRHYD286 | NOR | PWRHYD286NOR | Signed MOU, under the FS stage | Nam Larn 2 |  | XiengKhuang | Northern | Nam Larn2_Northern | 7.5
|  | 336 | PWRHYD287 | CEN | PWRHYD287CEN | Signed MOU, under the FS stage | Nam Fueang (ນ້ຳເຟື້ອງ) |  | Vientaine province | Central | Nam Fueang_Central | 51
|  | 337 | PWRHYD288 | CEN | PWRHYD288CEN | Signed MOU, under the FS stage | Nam Ngum nanin |  | Vientaine province | Central | Nam Ngum nanin_Central | 35
|  | 338 | PWRHYD289 | CEN | PWRHYD289CEN | Signed MOU, under the FS stage | Nam Lik 1/2A |  | Vientaine province | Central | Nam Lik 1/2A_Central | 15
|  | 339 | PWRHYD290 | CEN | PWRHYD290CEN | Signed MOU, under the FS stage | Nam Fueang (downstream) |  | Vientaine province | Central | Nam Fueang (downstream)_Central | 15
|  | 340 | PWRHYD291 | CEN | PWRHYD291CEN | Signed MOU, under the FS stage | Nam Fueang (above the Thip cave area) |  | Vientaine province | Central | Nam Fueang (above the Thip cave area)_Central | 15
|  | 341 | PWRHYD292 | CEN | PWRHYD292CEN | Signed MOU, under the FS stage | Nam sanan |  | Vientaine province | Central | Nam sanan_Central | 7
|  | 342 | PWRHYD293 | CEN | PWRHYD293CEN | Signed MOU, under the FS stage | Nam Sana (upstream) |  | Vientaine province | Central | Nam Sana (upstream)_Central | 10
|  | 343 | PWRHYD294 | NOR | PWRHYD294NOR | Signed MOU, under the FS stage | Nam Bak 1 | Reservoir | Xaysomboun | Northern | Nam Bak 1_Northern | 160
|  | 344 | PWRHYD295 | NOR | PWRHYD295NOR | Signed MOU, under the FS stage | Nam Chung 4 (ນ້ຳຈັ້ງ) |  | Xaysomboun | Northern | Nam Chung 4 (ນ້ຳຈັ້ງ)_Northern | 15
|  | 345 | PWRHYD296 | NOR | PWRHYD296NOR | Signed MOU, under the FS stage | Nam Thao (ນ້ຳເທົາ) |  | Xaysomboun | Northern | Nam thao_Northern | 10
|  | 346 | PWRHYD297 | NOR | PWRHYD297NOR | Signed MOU, under the FS stage | Nam Yarm (ນ້ຳຍາມ) |  | Xaysomboun | Northern | Nam Yarm_Northern | 8.4
|  | 347 | PWRHYD298 | NOR | PWRHYD298NOR | Signed MOU, under the FS stage | Nam Song (ນ້ຳໂສ້ງ) |  | Xaysomboun | Northern | Nam Song_Northern | 7.32
|  | 348 | PWRHYD299 | NOR | PWRHYD299NOR | Signed MOU, under the FS stage | Nam Khoun (ນ້ຳຄູນ) |  | Xaysomboun | Northern | Nam Khoun_Northern | 8
|  | 349 | PWRHYD300 | CEN | PWRHYD300CEN | Signed MOU, under the FS stage | Nam Xun 1 |  | Bolikhamxay | Central | Nam Xun 1_Central | 70
|  | 350 | PWRHYD301 | CEN | PWRHYD301CEN | Signed MOU, under the FS stage | Nam Muan (B. Vung duea) |  | Bolikhamxay | Central | Nam Muan (B. Vung duea)_Central | 66.3
|  | 351 | PWRHYD302 | CEN | PWRHYD302CEN | Signed MOU, under the FS stage | Nam Ngieb (M. mai) |  | Bolikhamxay | Central | Nam Ngieb (M. mai)_Central | 25
|  | 352 | PWRHYD303 | CEN | PWRHYD303CEN | Signed MOU, under the FS stage | Nam Chard 2 |  | Bolikhamxay | Central | Nam Chard 2_Central | 15
|  | 353 | PWRHYD304 | CEN | PWRHYD304CEN | Signed MOU, under the FS stage | Nam Phao |  | Bolikhamxay | Central | Nam Phao_Central | 15
|  | 354 | PWRHYD305 | CEN | PWRHYD305CEN | Signed MOU, under the FS stage | Nam Chard (Upstream) |  | Bolikhamxay | Central | Nam Chard (Upstream)_Central | 15
|  | 355 | PWRHYD306 | CEN | PWRHYD306CEN | Signed MOU, under the FS stage | Nam Ngom (Upstream) (ນ້ຳງອມ) |  | Bolikhamxay | Central | Nam Ngom (Upstream)_Central | 15
|  | 356 | PWRHYD307 | CEN | PWRHYD307CEN | Signed MOU, under the FS stage | Nam Chard 4 |  | Bolikhamxay | Central | Nam Chard 4_Central | 15
|  | 357 | PWRHYD308 | CEN | PWRHYD308CEN | Signed MOU, under the FS stage | Nam Ma Haeng (ນ້ຳມະແຮງ) |  | Bolikhamxay | Central | Nam Ma Haeng_Central | 15
|  | 358 | PWRHYD309 | CEN | PWRHYD309CEN | Signed MOU, under the FS stage | Nam Ka Long |  | Bolikhamxay | Central | Nam Ka long_Central | 15
|  | 359 | PWRHYD310 | CEN | PWRHYD310CEN | Signed MOU, under the FS stage | Nam Hong Upstream (ນ້ຳຮົງຕອນເທິງ) |  | Bolikhamxay | Central | Nam Hong Upstream | 12
|  | 360 | PWRHYD311 | CEN | PWRHYD311CEN | Signed MOU, under the FS stage | Nam Xung 2 (ນ້ຳຊັ່ງ 2) |  | Bolikhamxay | Central | Nam Xung 2_Central | 8
|  | 361 | PWRHYD312 | CEN | PWRHYD312CEN | Signed MOU, under the FS stage | Xe Nuea |  | Khammouan | Central | Xe Nuea_Central | 53
|  | 362 | PWRHYD313 | CEN | PWRHYD313CEN | Signed MOU, under the FS stage | Xe Noy |  | Khammouan | Central | Xe Noy_Central | 15
|  | 363 | PWRHYD314 | CEN | PWRHYD314CEN | Signed MOU, under the FS stage | Xe Bung Fai (B. Kaeng Yar Luan) |  | Khammouan | Central | Xe Bung Fai (B. Kaeng Yar Luan)_Central | 15
|  | 364 | PWRHYD315 | CEN | PWRHYD315CEN | Signed MOU, under the FS stage | Nam Hai (ນ້ຳໄຮ) |  | Khammouan | Central | Nam Hai_Central | 15
|  | 365 | PWRHYD316 | CEN | PWRHYD316CEN | Signed MOU, under the FS stage | Nam Xebungfai |  | Khammouan | Central | Nam Xebungfai_Central | 15
|  | 366 | PWRHYD317 | CEN | PWRHYD317CEN | Signed MOU, under the FS stage | Nam Pha pa tae (ນ້ຳຜາປະແຕະ) |  | Khammouan | Central | Nam Phapatae_Central | 15
|  | 367 | PWRHYD318 | CEN | PWRHYD318CEN | Signed MOU, under the FS stage | Nam Kaeng Hua hard son (ນ້ຳແກ໋ງຫົວຫາດສົນ) |  | Khammouan | Central | Nam Kaeng Hua hard son_Central | 15
|  | 368 | PWRHYD319 | CEN | PWRHYD319CEN | Signed MOU, under the FS stage | Nam Hinboun |  | Khammouan | Central | Nam Hinboun_Central | 15
|  | 369 | PWRHYD320 | CEN | PWRHYD320CEN | Signed MOU, under the FS stage | Nam Kapor |  | Khammouan | Central | Nam Kapor_Central | 15
|  | 370 | PWRHYD321 | CEN | PWRHYD321CEN | Signed MOU, under the FS stage | Nam Lonkengdeng |  | Khammouan | Central | Nam Lonkengdeng_Central | 15
|  | 371 | PWRHYD322 | CEN | PWRHYD322CEN | Signed MOU, under the FS stage | Nam Kouang (ນ້ຳກວ້າງ) |  | Khammouan | Central | Nam Kouang_Central | 7.5
|  | 372 | PWRHYD323 | CEN | PWRHYD323CEN | Signed MOU, under the FS stage | Nam Ya Vaed (ນ້ຳຍາແວດ) |  | Khammouan | Central | Nam Ya Vaed_Central | 6.2
|  | 373 | PWRHYD324 | CEN | PWRHYD324CEN | Signed MOU, under the FS stage | Xetanuan (ເຊຕະນວນ) |  | Savannakhet | Central | Xetanuan_Central | 35
|  | 374 | PWRHYD325 | CEN | PWRHYD325CEN | Signed MOU, under the FS stage | Xebunghieng 1 |  | Savannakhet | Central | Xebunghieng 1_Central | 30
|  | 375 | PWRHYD326 | CEN | PWRHYD326CEN | Signed MOU, under the FS stage | Nam Xepon (ນ້ຳເຊໂປນ) |  | Savannakhet | Central | Nam Xepon_Central | 15
|  | 376 | PWRHYD327 | CEN | PWRHYD327CEN | Signed MOU, under the FS stage | Keng Luang |  | Savannakhet | Central | Keng Luang_Central | 15
|  | 377 | PWRHYD328 | CEN | PWRHYD328CEN | Signed MOU, under the FS stage | Xelanong (B. Saen) |  | Savannakhet | Central | Xelanong (B. Saen)_Central | 15
|  | 378 | PWRHYD329 | CEN | PWRHYD329CEN | Signed MOU, under the FS stage | Xetanuan* |  | Savannakhet | Central | Xetanuan*_Central | 15
|  | 379 | PWRHYD330 | CEN | PWRHYD330CEN | Signed MOU, under the FS stage | Xebunghieng 2 (Khor Hom) |  | Savannakhet | Central | Xebunghieng 2 (Khor Hom)_Central | 15
|  | 380 | PWRHYD331 | SOU | PWRHYD331SOU | Signed MOU, under the FS stage | Xe don (ເຊໂດນ) |  | Saravane | Southern | Xedon_Southern | 20
|  | 381 | PWRHYD332 | SOU | PWRHYD332SOU | Signed MOU, under the FS stage | Xelanong 4 |  | Saravane | Southern | Xelanong 4_Southern | 14.9
|  | 382 | PWRHYD333 | SOU | PWRHYD333SOU | Signed MOU, under the FS stage | Houay Poc (Downstream) |  | Saravane | Southern | Houay Poc (Downstream)_Southern | 8.8
|  | 383 | PWRHYD334 | SOU | PWRHYD334SOU | Signed MOU, under the FS stage | Barn Koum (Nam Kong) |  | Champasak | Southern | Barn Koum (Nam Kong)_Southern | 1872
|  | 384 | PWRHYD335 | SOU | PWRHYD335SOU | Signed MOU, under the FS stage | Xepien-Houay Chord |  | Champasak | Southern | Xepien-Houay Chord_Southern | 21
|  | 385 | PWRHYD336 | SOU | PWRHYD336SOU | Signed MOU, under the FS stage | Houay xekhamphor (Upstream) |  | Champasak | Southern | Houay xekhamphor (Upstream)_Southern | 15
|  | 386 | PWRHYD337 | SOU | PWRHYD337SOU | Signed MOU, under the FS stage | Nam Xepien-Houaychord |  | Champasak | Southern | Nam Xepien-Houaychord_Southern | 15
|  | 387 | PWRHYD338 | SOU | PWRHYD338SOU | Signed MOU, under the FS stage | Houay ka pher 2 |  | Champasak | Southern | Houay ka pher 2_Southern | 2
|  | 388 | PWRHYD339 | SOU | PWRHYD339SOU | Signed MOU, under the FS stage | Houay bung lieng (Downstream) |  | Champasak | Southern | Houay bung lieng (Downstream)_Southern | 7
|  | 389 | PWRHYD340 | SOU | PWRHYD340SOU | Signed MOU, under the FS stage | Houay Bung lieng |  | Champasak | Southern | Houay bung lieng_Southern | 10.5
|  | 390 | PWRHYD341 | SOU | PWRHYD341SOU | Signed MOU, under the FS stage | Nam Ngone 1 |  | Attapeu | Southern | Nam Ngone 1_Southern | 40
|  | 391 | PWRHYD342 | SOU | PWRHYD342SOU | Signed MOU, under the FS stage | Nam Ngone 2 |  | Attapeu | Southern | Nam Ngone 2_Southern | 30
|  | 392 | PWRHYD343 | SOU | PWRHYD343SOU | Signed MOU, under the FS stage | Houay Pa Ae |  | Xekong | Southern | Houay Pa Ae_Southern | 15
|  | 393 | PWRHYD344 | SOU | PWRHYD344SOU | Signed MOU, under the FS stage | Houay pa you (Upstream) |  | Xekong | Southern | Houay pa you (Upstream)_Southern | 15
|  | 394 | PWRHYD345 | SOU | PWRHYD345SOU | Signed MOU, under the FS stage | Houay Tay Upstream (ຫ້ວຍໄຕ) |  | Xekong | Southern | Houay Tay Upstream_Southern | 15
|  | 395 | PWRHYD346 | SOU | PWRHYD346SOU | Signed MOU, under the FS stage | Houay ka la bay 1 (ຫ້ວຍກາລະໄບ) |  | Xekong | Southern | Houay ka la bay 1_Southern | 12
|  | 396 | PWRHYD347 | SOU | PWRHYD347SOU | Signed MOU, under the FS stage | Houay ka la bay 2 (ຫ້ວຍກາລະໄບ) |  | Xekong | Southern | Houay ka la bay 2_Southern | 14
|  | 397 | PWRHYD348 | SOU | PWRHYD348SOU | Signed MOU, under the FS stage | Houay ka la bay 3 (ຫ້ວຍກາລະໄບ) |  | Xekong | Southern | Houay ka la bay 3_Southern | 13
|  | 398 | PWRHYD349 | SOU | PWRHYD349SOU | Signed MOU, under the FS stage | Houay cha lock 2 |  | Xekong | Southern | Houay cha lock 2_Southern | 8
|  | 399 | PWRHYD350 | SOU | PWRHYD350SOU | Signed MOU, under the FS stage | Houay Tay Downstream (ຫ້ວຍໄຕ) |  | Xekong | Southern | Houay Tay Downstream_Southern | 6
|  | 400 | PWRHYD351 | SOU | PWRHYD351SOU | Signed MOU, under the FS stage | Xe Xou (Upstream) |  | Attapeu | Southern | Xe Xou (Upstream)_Southern | 15
|  | 401 | PWRHYD352 | SOU | PWRHYD352SOU | Signed MOU, under the FS stage | Xe Xou (Middiumstream) |  | Attapeu | Southern | Xe Xou (Middiumstream)_Southern | 15
|  | 402 | PWRHYD353 | SOU | PWRHYD353SOU | Signed MOU, under the FS stage | Xe Xou (Downstream) |  | Attapeu | Southern | Xe Xou (Downstream)_Southern | 15
|  | 403 | PWRHYD354 | SOU | PWRHYD354SOU | Signed MOU, under the FS stage | Houay Pa Luad 1 |  | Attapeu | Southern | Houay Pa Luad 1_Southern | 12
|  | 404 | PWRHYD355 | SOU | PWRHYD355SOU | Signed MOU, under the FS stage | Houay Pa Luad 2 |  | Attapeu | Southern | Houay Pa Luad 2_Southern | 12
|  | 405 | PWRHYD356 | SOU | PWRHYD356SOU | Signed MOU, under the FS stage | Nam Pin |  | Attapeu | Southern | Nam Pin_Southern | 12
|  | 406 | PWRWND005 | NOR | PWRWND005NOR | Signed MOU, under the FS stage | Wind M. phaxay M.paek | wind | XiengKhuang | Northern | Wind M. phaxay M.paek_Northern | 15
|  | 407 | PWRWND006 | CEN | PWRWND006CEN | Signed MOU, under the FS stage | Wind Bolikhamxay | wind | Bolikhamxay | Central | Wind Bolikhamxay_Central | 700
|  | 408 | PWRWND007 | CEN | PWRWND007CEN | Signed MOU, under the FS stage | Wind Khammouan | wind | Khammouan | Central | Wind Khammouan_Central | 600
|  | 409 | PWRWND008 | CEN | PWRWND008CEN | Signed MOU, under the FS stage | Wind Savannakhet | wind | Savannakhet | Central | Wind Savannakhet_Central | 600
|  | 410 | PWRWND009 | SOU | PWRWND009SOU | Signed MOU, under the FS stage | Wind Saravane | wind | Saravane | Southern | Wind Saravane_Southern
|  | 411 | PWRWND010 | SOU | PWRWND010SOU | Signed MOU, under the FS stage | Wind Attapue | wind | Attapeu | Southern | Wind Attapue_Southern
|  | 412 | PWRCOA009 | NOR | PWRCOA009NOR | Signed MOU, under the FS stage | Oudomxay lignite | coal | Oudomxay | Northern | Oudomxay lignite_Northern | 1320
|  | 413 | PWRCOA010 | CEN | PWRCOA010CEN | Signed MOU, under the FS stage | Lak 20 Lignite | coal | Bolikhamxay | Central | Lak 20 Lignite_Central | 270
|  | 414 | PWRCOA011 | CEN | PWRCOA011CEN | Signed MOU, under the FS stage | Mueang Phin Lignite | coal | Savannakhet | Central | Mueang Phin Lignite_Central
|  | 415 | PWRSOL033 | CEN | PWRSOL033CEN | Signed MOU, under the FS stage | Solar Lak36 | Solar | Vientiane.Cap | Central | Solar Lak36_Central | 20
|  | 416 | PWRSOL034 | CEN | PWRSOL034CEN | Signed MOU, under the FS stage | Solar Pak Ngum | Solar | Vientiane.Cap | Central | Solar Pak Ngum_Central | 15
|  | 417 | PWRSOL035 | CEN | PWRSOL035CEN | Signed MOU, under the FS stage | Solar Xaythany 1 | Solar | Vientiane.Cap | Central | Solar Xaythany 1_Central | 15
|  | 418 | PWRSOL036 | CEN | PWRSOL036CEN | Signed MOU, under the FS stage | Solar Xaythany 2 | Solar | Vientiane.Cap | Central | Solar Xaythany 2_Central | 15
|  | 419 | PWRSOL036 | CEN | PWRSOL037CEN | Signed MOU, under the FS stage | Solar and Biodisel | Solar and Biodisel | Vientiane.Cap | Central | Solar and Biodisel_Central | 15
|  | 420 | PWRSOL038 | CEN | PWRSOL038CEN | Signed MOU, under the FS stage | Solar Xaythany 3 | Solar | Vientiane.Cap | Central | Solar Xaythany 3_Central | 10
|  | 421 | PWRSOL039 | CEN | PWRSOL039CEN | Signed MOU, under the FS stage | Solar Hardxayfong | solar | Vientiane.Cap | Central | Solar Hardxayfong_Central | 14
|  | 422 | PWRSOL040 | CEN | PWRSOL040CEN | Signed MOU, under the FS stage | Solar Pak Ngum* | solar | Vientiane.Cap | Central | Solar Pak Ngum*_Central | 13
|  | 423 | PWRSOL041 | CEN | PWRSOL041CEN | Signed MOU, under the FS stage | Solar Pak Kading 1 | solar | Bolikhamxay | Central | Solar Pak Kading 1_Central | 400
|  | 424 | PWRSOL042 | CEN | PWRSOL042CEN | Signed MOU, under the FS stage | Solar Pak Kading 2 | solar | Bolikhamxay | Central | Solar Pak Kading 2_Central | 15
|  | 425 | PWRSOL043 | CEN | PWRSOL043CEN | Signed MOU, under the FS stage | Solar Pak Kading 3 | solar | Bolikhamxay | Central | Solar Pak Kading 3_Central | 15
|  | 426 | PWRSOL044 | CEN | PWRSOL044CEN | Signed MOU, under the FS stage | Solar Kaysonephomvihan | Solar | Savannakhet | Central | Solar Kaysonephomvihan_Central | 400
|  | 427 | PWRSOL045 | CEN | PWRSOL045CEN | Signed MOU, under the FS stage | Solar Sonbouly | Solar | Savannakhet | Central | Solar Sonbouly_Central | 200
|  | 428 | PWRCOA012 | SOU | PWRCOA012SOU | Signed MOU, under the FS stage | Clean coal | coal | Xekong | Southern | Clean coal_Southern | 1000
|  | 429 | PWRHYD357 |  | PWRHYD357 | Signed MOU, under the FS stage | Nam khong pha mong |  |  |  | Nam khong pha mong_ | 1080
|  | 430 | PWRHYD358 | SOU | PWRHYD358SOU | Signed MOU, under the FS stage | Nam khong Saravane |  | Saravane | Southern | Nam khong Saravane_Southern | 1800
|  | 431 | PWRHYD359 | CEN | PWRHYD359CEN | Signed MOU, under the FS stage | Nam Thuen 4A |  | Bolikhamxay | Central | Nam Thuen 4A_Central | 20
|  | 432 | PWRHYD360 | CEN | PWRHYD360CEN | Signed MOU, under the FS stage | Nam Thuen 4B |  | Bolikhamxay | Central | Nam Thuen 4B_Central | 35
|  | 433 | PWRHYD361 | SOU | PWRHYD361SOU | Signed MOU, under the FS stage | Xekhaman 2A |  | Xekong | Southern | Xekhaman 2A_Southern | 80
|  | 434 | PWRHYD362 | SOU | PWRHYD362SOU | Signed MOU, under the FS stage | Xekhaman 2B |  | Xekong | Southern | Xekhaman 2B_Southern | 185
|  | 435 | PWRHYD363 | CEN | PWRHYD363CEN | Signed MOU, under the FS stage | Nam thuen Kengsueaten |  | Bolikhamxay | Central | Nam thuen Kengsueaten_Central | 54
|  | 436 | PWRHYD364 | NOR | PWRHYD364NOR | Signed MOU, under the FS stage | Nam Mar 1 |  | Huaphanh | Northern | Nam Mar 1_Northern | 60
|  | 437 | PWRHYD365 | NOR | PWRHYD365NOR | Signed MOU, under the FS stage | Nam Mar 2 |  | Huaphanh | Northern | Nam Mar 2_Northern | 36
|  | 438 | PWRHYD366 | NOR | PWRHYD366NOR | Signed MOU, under the FS stage | Nam Mar 3 |  | Huaphanh | Northern | Nam Mar 3_Northern | 28
|  | 439 | PWRHYD367 | NOR | PWRHYD367NOR | Signed MOU, under the FS stage | Nam Mar 4 |  | Huaphanh | Northern | Nam Mar 4_Northern | 28
|  | 440 | PWRHYD368 | NOR | PWRHYD368NOR | Signed MOU, under the FS stage | Nam Mar 5 |  | Huaphanh | Northern | Nam Mar 5_Northern | 23
|  | 441 | PWRHYD369 | NOR | PWRHYD369NOR | Signed MOU, under the FS stage | Nam Mar 6 |  | Huaphanh | Northern | Nam Mar 6_Northern | 25
|  | 442 | PWRHYD370 | NOR | PWRHYD370NOR | Signed MOU, under the FS stage | Nam At |  | Huaphanh | Northern | Nam At_Northern
|  | 443 | PWRHYD371 | CEN | PWRHYD371CEN | Signed MOU, under the FS stage | Nam Sa Ngee |  | Savannakhet | Central | Nam Sa Ngee_Central | 18
|  | 444 |  |  |  | Signed MOU, under the FS stage | Hydro Pumed storage
|  | 445 | PWRWND011 | CEN | PWRWND011CEN | Signed MOU, under the FS stage | Wind Xepon | wind | Savannakhet | Central | Wind Xepon_Central | 1200
|  | 446 | PWRWND012 | NOR | PWRWND012NOR | Signed MOU, under the FS stage | Wind Luangnamtha-Oudomxay-Phongsaly | wind |  | Northern | Wind Luangnamtha-Oudomxay-Phongsaly_Northern | 5000
|  | 447 | PWRWND013 | SOU | PWRWND013SOU | Signed MOU, under the FS stage | Wind Pakxong | wind | Champasak | Southern | Wind Pakxong_Southern
|  | 448 | PWRWND014 | CEN | PWRWND014CEN | Signed MOU, under the FS stage | Wind Xepon-Vilabouly | wind | Savannakhet | Central | Wind Xepon-Vilabouly_Central
|  | 449 | PWRSOL046 | CEN | PWRSOL046CEN | Signed MOU, under the FS stage | Solar Nakhonekaysonephomviharn | Solar | Savannakhet | Central | Solar Nakhonekaysonephomviharn_Central | 200
|  | 450 | PWRSOL047 | SOU | PWRSOL047SOU | Signed MOU, under the FS stage | Solar Champasak | solar | Champasak | Southern | Solar Champasak_Southern | 100
|  | 451 | PWRSOL048 | SOU | PWRSOL048SOU | Signed MOU, under the FS stage | Solar Khong 1 | solar | Champasak | Southern | Solar Khong 1_Southern | 100
|  | 452 | PWRSOL049 | SOU | PWRSOL049SOU | Signed MOU, under the FS stage | Solar La marm | Solar | Xekong | Southern | Solar La marm_Suthern
|  | 453 | PWRWND015 | CEN | PWRWND015CEN | Signed MOU, under the FS stage | Wind Xepon (Son Vu) | wind | Savannakhet | Central | Wind Xepon (Son Vu)_Central
|  | 454 | PWRWND016 | CEN | PWRWND016CEN | Signed MOU, under the FS stage | Wind M.nong (chitchalern) | wind | Savannakhet | Central | Wind M.nong (chitchalern)_Central
|  | 455 | PWRWND017 | SOU | PWRWND017SOU | Signed MOU, under the FS stage | Wind M.ta eoi (LAVI) | wind | saravane | Southern | Wind M.ta eoi (LAVI)_Southern
|  | 456 | PWRWND018 | CEN | PWRWND018CEN | Signed MOU, under the FS stage | Wind xepon (SPDC) | wind | Savannakhet | Central | Wind xepon (SPDC)_Central
|  | 457 | PWRWND019 | CEN | PWRWND019CEN | Signed MOU, under the FS stage | Wind M.nong (RT) | wind | Savannakhet | Central | Wind M.nong (RT)_Central
|  | 458 | PWRSOL050 | SOU | PWRSOL050SOU | Signed MOU, under the FS stage | Solar hybrid Park dam | Solar | Champasak | Southern | Solar hybrid Park dam_Southern | 150
|  | 459 | PWRWND020 | CEN | PWRWND020CEN | Signed MOU, under the FS stage | Wind M.bualapha M.xaybuathong (Envision) | wind | khammuan | Central | Wind M.bualapha M.xaybuathong (Envision)_Central
|  | 460 | PWRWND021 | CEN | PWRWND021CEN | Signed MOU, under the FS stage | Wind Bolikhamxay (Vite-Lao) | wind | bolikhamxay | Central | Wind Bolikhamxay (Vite-Lao)_Central | 454
|  | 461 | PWRWND022 | SOU | PWRWND022SOU | Signed MOU, under the FS stage | Wind Xekong (M. khong Green) | wind | Xekong | Southern | Wind Xekong (M. khong Green)_Southern | 1000
|  | 462 | PWRWND023 | SOU | PWRWND023SOU | Signed MOU, under the FS stage | wind saravane (chalernsub) | wind | saravane | Southern | wind saravane (chalernsub)_Southern
|  | 463 | PWRSOL051 | NOR | PWRSOL051NOR | Signed MOU, under the FS stage | Solar Oudomxay (CGN) | Solar | Oudomxay | Northern | Solar Oudomxay (CGN)_Northeren
|  | 464 | PWRHYD372 | NOR | PWRHYD372NOR | Signed MOU, under the FS stage | Nam Taeb (ນ້ຳແຕບ) |  | Huaphanh | Northern | Nam Taeb_Northern | 5
|  | 465 | PWRHYD373 | NOR | PWRHYD373NOR | Signed MOU, under the FS stage | Nam Vung |  | Huaphanh | Northern | Nam Vung _Northern | 0.5
|  | 466 | PWRHYD374 | NOR | PWRHYD374NOR | Signed MOU, under the FS stage | Nam Hang |  | Huaphanh | Northern | Nam Hang_Northern | 5
|  | 467 | PWRHYD375 | NOR | PWRHYD375NOR | Signed MOU, under the FS stage | Nam Nern 3 |  | Huaphanh | Northern | Nam Nern 3_Northern | 5
|  | 468 | PWRHYD376 | NOR | PWRHYD376NOR | Signed MOU, under the FS stage | Nam Nern 5 |  | Huaphanh | Northern | Nam Nern 5_Northern | 5
|  | 469 | PWRHYD377 | NOR | PWRHYD377NOR | Signed MOU, under the FS stage | Nam Tak |  | XiengKhuang | Northern | Nam Tak_Northern | 5
|  | 470 | PWRHYD378 | NOR | PWRHYD378NOR | Signed MOU, under the FS stage | Nam Houng 2 (ນ້ຳຮຸ່ງ) |  | Xayabury | Northern | Nam Houng 2_Northern | 5
|  | 471 | PWRHYD379 | NOR | PWRHYD379NOR | Signed MOU, under the FS stage | Nam Mat 1 |  | Xayabury | Northern | Nam Mat 1_Northern | 3.2
|  | 472 | PWRHYD380 | NOR | PWRHYD380NOR | Signed MOU, under the FS stage | Nam Sing |  | Xayabury | Northern | Nam Sing_Northern | 5
|  | 473 | PWRHYD381 | CEN | PWRHYD381CEN | Signed MOU, under the FS stage | Nam Sung |  | Vientiane.Cap | Central | Nam Sung_Central | 5
|  | 474 | PWRHYD382 | CEN | PWRHYD382CEN | Signed MOU, under the FS stage | Houay Namcham |  | Bolikhamxay | Central | Houay Namcham_Central | 2
|  | 475 | PWRHYD383 | CEN | PWRHYD383CEN | Signed MOU, under the FS stage | Nam Yala |  | Bolikhamxay | Central | Nam Yala_Central | 5
|  | 476 | PWRHYD384 | CEN | PWRHYD384CEN | Signed MOU, under the FS stage | Houay Mang |  | Bolikhamxay | Central | Houay Mang_Central | 4
|  | 477 | PWRHYD385 | CEN | PWRHYD385CEN | Signed MOU, under the FS stage | Houay Namthuay |  | Bolikhamxay | Central | Houay Namthuay_Central | 4
|  | 478 | PWRHYD386 | SOU | PWRHYD386SOU | Signed MOU, under the FS stage | Houay Champykham |  | Champasak | Southern | Houay Champykham_Southern | 3.2
|  | 479 | PWRHYD387 | NOR | PWRHYD387NOR | Signed MOU, under the FS stage | Nam Pock |  | Phongsaly | Northern | Nam Pock_Northern | 5
|  | 480 | PWRHYD388 | NOR | PWRHYD388NOR | Signed MOU, under the FS stage | Nam Luang |  | Huaphanh | Northern | Nam Luang_Northern | 5
|  | 481 | PWRHYD389 | NOR | PWRHYD389NOR | Signed MOU, under the FS stage | Nam Pern 3 |  | Huaphanh | Northern | Nam Pern 3_Northern | 5
|  | 482 | PWRHYD390 | NOR | PWRHYD390NOR | Signed MOU, under the FS stage | Nam Dong |  | Huaphanh | Northern | Nam Dong_Northern | 4.33
|  | 483 | PWRHYD391 | NOR | PWRHYD391NOR | Signed MOU, under the FS stage | Nam Tard |  | Huaphanh | Northern | Nam Tard_Northern
|  | 484 | PWRHYD392 | NOR | PWRHYD392NOR | Signed MOU, under the FS stage | Nam Kaem |  | Huaphanh | Northern | Nam Kaem_Northern
|  | 485 | PWRHYD393 | NOR | PWRHYD393NOR | Signed MOU, under the FS stage | Nam Peng |  | Huaphanh | Northern | Nam Peng_Northern
|  | 486 | PWRHYD394 | NOR | PWRHYD394NOR | Signed MOU, under the FS stage | Nam Khuang |  | Huaphanh | Northern | Nam Khuang_Northern
|  | 487 | PWRHYD395 | NOR | PWRHYD395NOR | Signed MOU, under the FS stage | Nam Lao (ນ້ຳເລົາ) |  | Huaphanh | Northern | Nam Lao_Northern
|  | 488 | PWRHYD396 | NOR | PWRHYD396NOR | Signed MOU, under the FS stage | Nam Larn |  | Huaphanh | Northern | Nam Larn_Northern
|  | 489 | PWRHYD397 | NOR | PWRHYD397NOR | Signed MOU, under the FS stage | Nam Xum 4A |  | Huaphanh | Northern | Nam Xum 4A_Northern
|  | 490 | PWRHYD398 | NOR | PWRHYD398NOR | Signed MOU, under the FS stage | Nam Tueng |  | Luangnamtha | Northern | Nam Tueng_Northern | 5
|  | 491 | PWRHYD399 | NOR | PWRHYD399NOR | Signed MOU, under the FS stage | Nam Kha |  | Luangnamtha | Northern | Nam Kha_Northern | 5
|  | 492 | PWRHYD400 | NOR | PWRHYD400NOR | Signed MOU, under the FS stage | Houay Pong |  | Oudomxay | Northern | Houay Pong_Northern | 2
|  | 493 | PWRHYD401 | NOR | PWRHYD401NOR | Signed MOU, under the FS stage | Nam Mar* |  | XiengKhuang | Northern | Nam Mar*_Northern | 5
|  | 494 | PWRHYD402 | NOR | PWRHYD402NOR | Signed MOU, under the FS stage | Tard Kha |  | XiengKhuang | Northern | Tard Kha_Northern | 5
|  | 495 | PWRHYD403 | NOR | PWRHYD403NOR | Signed MOU, under the FS stage | Nam Hang* |  | XiengKhuang | Northern | Nam Hang*_Northern | 5
|  | 496 | PWRHYD404 | NOR | PWRHYD404NOR | Signed MOU, under the FS stage | Nam Xunnoy |  | XiengKhuang | Northern | Nam Xunnoy_Northern | 5
|  | 497 | PWRHYD405 | NOR | PWRHYD405NOR | Signed MOU, under the FS stage | Nam Larn 3 |  | XiengKhuang | Northern | Nam Larn 3_Northern | 5
|  | 498 | PWRHYD406 | NOR | PWRHYD406NOR | Signed MOU, under the FS stage | Nam Chut 1 |  | XiengKhuang | Northern | Nam Chut 1_Northern | 4
|  | 499 | PWRHYD407 | NOR | PWRHYD407NOR | Signed MOU, under the FS stage | Nam Souy |  | XiengKhuang | Northern | Nam Souy_Northern | 4
|  | 500 | PWRHYD408 | NOR | PWRHYD408NOR | Signed MOU, under the FS stage | Nam Khao ban tha |  | XiengKhuang | Northern | Nam Khao ban tha_Northern | 5
|  | 501 | PWRHYD409 | NOR | PWRHYD409NOR | Signed MOU, under the FS stage | Nam Siem |  | XiengKhuang | Northern | Nam Siem_Northern | 5
|  | 502 | PWRHYD410 | NOR | PWRHYD410NOR | Signed MOU, under the FS stage | Nam Khao ban sob or |  | XiengKhuang | Northern | Nam Khao ban sob or_Northern | 5
|  | 503 | PWRHYD411 | NOR | PWRHYD411NOR | Signed MOU, under the FS stage | Nam Siem (downstream) |  | XiengKhuang | Northern | Nam Siem (downstream)_Northern | 5
|  | 504 | PWRHYD412 | NOR | PWRHYD412NOR | Signed MOU, under the FS stage | Nam Chut |  | XiengKhuang | Northern | Nam Chut_Northern | 1
|  | 505 | PWRHYD413 | NOR | PWRHYD413NOR | Signed MOU, under the FS stage | Nam Xao 1 |  | XiengKhuang | Northern | Nam Xao 1_Northern | 3
|  | 506 | PWRHYD414 | NOR | PWRHYD414NOR | Signed MOU, under the FS stage | Nam Xao 2 |  | XiengKhuang | Northern | Nam Xao 2_Northern | 3
|  | 507 | PWRHYD415 | NOR | PWRHYD415NOR | Signed MOU, under the FS stage | Nam Xao 3 |  | XiengKhuang | Northern | Nam Xao 3_Northern | 3
|  | 508 | PWRHYD416 | NOR | PWRHYD416NOR | Signed MOU, under the FS stage | Nam Xao 4 |  | XiengKhuang | Northern | Nam Xao 4_Northern | 3
|  | 509 | PWRHYD417 | NOR | PWRHYD417NOR | Signed MOU, under the FS stage | Nam Xao 5 |  | XiengKhuang | Northern | Nam Xao 5_Northern | 3
|  | 510 | PWRHYD418 | NOR | PWRHYD418NOR | Signed MOU, under the FS stage | Nam Ngum (Kengphae) |  | XiengKhuang | Northern | Nam Ngum (Kengphae)_Northern | 4
|  | 511 | PWRHYD419 | NOR | PWRHYD419NOR | Signed MOU, under the FS stage | Nam Mang |  | XiengKhuang | Northern | Nam Mang_Northern | 5
|  | 512 | PWRHYD420 | NOR | PWRHYD420NOR | Signed MOU, under the FS stage | Nam Hok |  | XiengKhuang | Northern | Nam Hok_Northern | 5
|  | 513 | PWRHYD421 | NOR | PWRHYD421NOR | Signed MOU, under the FS stage | Nam Yiem |  | XiengKhuang | Northern | Nam Yiem_Northern | 5
|  | 514 | PWRHYD422 | NOR | PWRHYD422NOR | Signed MOU, under the FS stage | Nam Kam |  | XiengKhuang | Northern | Nam Kam_Northern | 5
|  | 515 | PWRHYD423 | NOR | PWRHYD423NOR | Signed MOU, under the FS stage | Nam Thong |  | XiengKhuang | Northern | Nam Thong_Northern | 5
|  | 516 | PWRHYD424 | NOR | PWRHYD424NOR | Signed MOU, under the FS stage | Nam Per |  | XiengKhuang | Northern | Nam Per_Northern | 5
|  | 517 | PWRHYD425 | NOR | PWRHYD425NOR | Signed MOU, under the FS stage | Nam Khom |  | XiengKhuang | Northern | Nam Khom_Northern | 5
|  | 518 | PWRHYD426 | NOR | PWRHYD426NOR | Signed MOU, under the FS stage | Nam Sarm |  | XiengKhuang | Northern | Nam Sarm_Northern | 5
|  | 519 | PWRHYD427 | NOR | PWRHYD427NOR | Signed MOU, under the FS stage | Nam Chao |  | XiengKhuang | Northern | Nam Chao_Northern | 5
|  | 520 | PWRHYD428 | NOR | PWRHYD428NOR | Signed MOU, under the FS stage | Nam Chiet |  | XiengKhuang | Northern | Nam Chiet_Northern | 5
|  | 521 | PWRHYD429 | NOR | PWRHYD429NOR | Signed MOU, under the FS stage | Nam Lieng |  | XiengKhuang | Northern | Nam Lieng_Northern | 5
|  | 522 | PWRHYD430 | NOR | PWRHYD430NOR | Signed MOU, under the FS stage | Nam Khan 3 |  | XiengKhuang | Northern | Nam Khan 3_Northern
|  | 523 | PWRHYD431 | NOR | PWRHYD431NOR | Signed MOU, under the FS stage | Nam Phan |  | XiengKhuang | Northern | Nam Phan_Northern
|  | 524 | PWRHYD432 | NOR | PWRHYD432NOR | Signed MOU, under the FS stage | Nam Chung |  | XiengKhuang | Northern | Nam Chung_Northern | 5
|  | 525 | PWRHYD433 | NOR | PWRHYD433NOR | Signed MOU, under the FS stage | Nam Hong |  | XiengKhuang | Northern | Nam Hong_Northern
|  | 526 | PWRHYD434 | NOR | PWRHYD434NOR | Signed MOU, under the FS stage | Nam Pid |  | XiengKhuang | Northern | Nam pid_Northern
|  | 527 | PWRHYD435 | NOR | PWRHYD435NOR | Signed MOU, under the FS stage | Nam Chut |  | XiengKhuang | Northern | Nam Chut_Northern
|  | 528 | PWRHYD436 | NOR | PWRHYD436NOR | Signed MOU, under the FS stage | Nam Pouy |  | Xayabury | Northern | Nam Pouy_Northern | 5
|  | 529 | PWRHYD437 | NOR | PWRHYD437NOR | Signed MOU, under the FS stage | Nam Ngum 2 |  | Xayabury | Northern | Nam Ngum 2_Northern | 5
|  | 530 | PWRHYD438 | NOR | PWRHYD438NOR | Signed MOU, under the FS stage | Nam Yang |  | Xayabury | Northern | Nam Yang_Northern | 5
|  | 531 | PWRHYD439 | NOR | PWRHYD439NOR | Signed MOU, under the FS stage | Nam Sing |  | Xayabury | Northern | Nam Sing_Northern | 5
|  | 532 | PWRHYD440 | NOR | PWRHYD440NOR | Signed MOU, under the FS stage | Nam Mat 2 |  | Xayabury | Northern | Nam Mat 2_Northern | 5
|  | 533 | PWRHYD441 | NOR | PWRHYD441NOR | Signed MOU, under the FS stage | Nam Mat 3 |  | Xayabury | Northern | Nam Mat 3_Northern | 5
|  | 534 | PWRHYD442 | NOR | PWRHYD442NOR | Signed MOU, under the FS stage | Nam Hum 2 |  | Xayabury | Northern | Nam Hum 2_Northern | 5
|  | 535 | PWRHYD443 | CEN | PWRHYD443CEN | Signed MOU, under the FS stage | Nam Xa yai |  | Vientiane Province | Central | Nam Xa yai_Central | 2.5
|  | 536 | PWRHYD444 | CEN | PWRHYD444CEN | Signed MOU, under the FS stage | Nam Kaiy |  | Vientiane Province | Central | Nam Kaiy_Central | 3
|  | 537 | PWRHYD445 | CEN | PWRHYD445CEN | Signed MOU, under the FS stage | Nam Sana (downstream) |  | Vientiane Province | Central | Nam Sana (downstream)_Central | 2.5
|  | 538 | PWRHYD446 | CEN | PWRHYD446CEN | Signed MOU, under the FS stage | Nam Kaen (Upstream) |  | Vientiane Province | Central | Nam Kaen (Upstream)_Central | 2.4
|  | 539 | PWRHYD447 | CEN | PWRHYD447CEN | Signed MOU, under the FS stage | Nam Kaen (downstream) |  | Vientiane Province | Central | Nam Kaen (downstream)_Central | 3
|  | 540 | PWRHYD448 | CEN | PWRHYD448CEN | Signed MOU, under the FS stage | Nam Poc |  | Vientiane Province | Central | Nam Poc_ Central | 1
|  | 541 | PWRHYD449 | CEN | PWRHYD449CEN | Signed MOU, under the FS stage | Nam Thao* (ນ້ຳເທົາ) |  | Vientiane Province | Central | Nam thao*_Central | 5
|  | 542 | PWRHYD450 | NOR | PWRHYD450NOR | Signed MOU, under the FS stage | Nam Xun |  | Xaysomboun | Northern | Nam Xun_Northern | 5
|  | 543 | PWRHYD451 | NOR | PWRHYD451NOR | Signed MOU, under the FS stage | Nam Thaeng |  | Xaysomboun | Northern | Nam Thaeng_Northern | 5
|  | 544 | PWRHYD452 | NOR | PWRHYD452NOR | Signed MOU, under the FS stage | Nam Chung 5 |  | Xaysomboun | Northern | Nam Chung 5_Northern | 5
|  | 545 | PWRWND024 | NOR | PWRWND024NOR | Signed MOU, under the FS stage | Wind Xaysomboun | wind | Xaysomboun | Northern | Wind Xaysomboun_Northern
|  | 546 | PWRSOL052 | CEN | PWRSOL052CEN | Signed MOU, under the FS stage | Solar Pak Ngum | Solar | Vientiane.Cap | Central | Solar Pak Ngum_Central | 5
|  | 547 | PWRSOL053 | CEN | PWRSOL053CEN | Signed MOU, under the FS stage | Solar Naxaythong (Mahaxana) | Solar | Vientiane.Cap | Central | Solar Naxaythong (Mahaxana)_Central | 3
|  | 548 | PWRSOL054 | CEN | PWRSOL054CEN | Signed MOU, under the FS stage | Solar Xaythany | Solar | Vientiane.Cap | Central | Solar Xaythany_Central | 2.3
|  | 549 | PWRSOL055 | CEN | PWRSOL055CEN | Signed MOU, under the FS stage | Solar Naxaythong (Soudthida) | Solar | Vientiane.Cap | Central | Solar Naxaythong (Soudthida)_Central | 2
|  | 550 | PWRSOL056 | CEN | PWRSOL056CEN | Signed MOU, under the FS stage | Solar Pakkading (GP holding) | Solar | Bolikhamxay | Central | Solar Pakkading (GP holding)_Central
|  | 551 | PWRSOL057 | CEN | PWRSOL057CEN | Signed MOU, under the FS stage | Solar Pakkading (PDL) | Solar | Bolikhamxay | Central | Solar Pakkading (PDL)_Central
|  | 552 | PWRSOL058 | CEN | PWRSOL058CEN | Signed MOU, under the FS stage | Solar Song khone | Solar | Savannakhet | Central | Solar Song khone | 5
|  | 553 | PWRHYD453 | CEN | PWRHYD453CEN | Signed MOU, under the FS stage | Nam Lo |  | Bolikhamxay | Central | Nam Lo_Central | 5
|  | 554 | PWRHYD454 | CEN | PWRHYD454CEN | Signed MOU, under the FS stage | Nam Xao |  | Bolikhamxay | Central | Nam Xao_Central
|  | 555 | PWRHYD455 | CEN | PWRHYD455CEN | Signed MOU, under the FS stage | Xekok |  | Savannakhet | Central | Xekok_Central | 5
|  | 556 | PWRHYD456 | SOU | PWRHYD456SOU | Signed MOU, under the FS stage | Houay Salaiy |  | Saravane | Southern | Houay Salaiy_Southern | 5
|  | 557 | PWRHYD457 | SOU | PWRHYD457SOU | Signed MOU, under the FS stage | Houay Kuntrong |  | Saravane | Southern | Houay Kuntrong_Southern | 5
|  | 558 | PWRHYD458 | SOU | PWRHYD458SOU | Signed MOU, under the FS stage | Houay Kapher 4 |  | Champasak | Southern | Houay Kapher 4_Southern | 5
|  | 559 | PWRHYD459 | SOU | PWRHYD459SOU | Signed MOU, under the FS stage | Houay Mark chun |  | Champasak | Southern | Houay Mark chun_Southern | 3
|  | 560 | PWRHYD460 | SOU | PWRHYD460SOU | Signed MOU, under the FS stage | Houay Kapher 1 |  | Champasak | Southern | Houay Kapher 1_Southern | 5
|  | 561 | PWRHYD461 | SOU | PWRHYD461SOU | Signed MOU, under the FS stage | Nam Tardhuaxang |  | Champasak | Southern | Nam Tardhuaxang_Southern | 5
|  | 562 | PWRHYD462 | SOU | PWRHYD462SOU | Signed MOU, under the FS stage | Houay Tray |  | Xekong | Southern | Houay Tray_Southern | 5
|  | 563 | PWRHYD463 | SOU | PWRHYD463SOU | Signed MOU, under the FS stage | Houay Laxum |  | Xekong | Southern | Houay Laxum_Southern | 5
|  | 564 | PWRHYD464 | SOU | PWRHYD464SOU | Signed MOU, under the FS stage | Xe Lern 1 |  | Xekong | Southern | Xe Lern 1_Southern | 5
|  | 565 | PWRHYD465 | SOU | PWRHYD465SOU | Signed MOU, under the FS stage | Nam Yueng 6 |  | Xekong | Southern | Nam Yueng 6_Southern | 4
|  | 566 | PWRHYD466 | SOU | PWRHYD466SOU | Signed MOU, under the FS stage | Houay Vy 1 |  | Xekong | Southern | Houay Vy 1_Southern | 5
|  | 567 | PWRHYD467 | SOU | PWRHYD467SOU | Signed MOU, under the FS stage | Houay Vy 2 |  | Xekong | Southern | Houay Vy 2_Southern | 5
|  | 568 | PWRHYD468 | SOU | PWRHYD468SOU | Signed MOU, under the FS stage | Houay Konglai |  | Xekong | Southern | Houay Konglai_Southern | 2.5
|  | 569 | PWRHYD469 | SOU | PWRHYD469SOU | Signed MOU, under the FS stage | Houay Emern 6 |  | Xekong | Southern | Houay Emern 6_Southern | 5
|  | 570 | PWRHYD470 | SOU | PWRHYD470SOU | Signed MOU, under the FS stage | Nam Thuay |  | Attapeu | Southern | Nam Thuay_Southern | 1.8
|  | 571 | PWRHYD471 | SOU | PWRHYD471SOU | Signed MOU, under the FS stage | Nam Pa (Upstream) |  | Attapeu | Southern | Nam Pa (Upstream)_Southern | 3.2
|  | 572 | PWRHYD472 | SOU | PWRHYD472SOU | Signed MOU, under the FS stage | Nam Pa (downstream) |  | Attapeu | Southern | Nam Pa (downstream)_Southern | 4
|  | 573 | PWRHYD473 | NOR | PWRHYD473NOR | Signed MOU, under the FS stage | Nam Lum |  | Huaphanh | Northern | Nam Lum_Northern | 1.5
|  | 574 | PWRHYD474 | SOU | PWRHYD474SOU | Signed MOU, under the FS stage | Houay Tocklock |  | Attapeu | Southern | Houay Tocklock_Southern | 5

## B22 Hydrogen Cost
Source
Oduor et.al (2024) | [8 empty] | USD Inflation adjustor
IEA (2021). Global Hydrogen Review 2021: Assumptions Annex | [8 empty] | 2020 | 2021
IEA (2023). Global Hydrogen Review 2023: Assumptions Annex. | [8 empty] | 1 | 1.05
DEA- Danish Energy Agency (2021). Technology Catalogues - Technology Data for Renewable Fuels - Version 7.
Capital Cost (USD 2020/kW) |  | Conservative |  |  | Reference |  |  | Optimistic
| Technology | 2020 | 2030 | 2050 | 2020 | 2030 | 2050 | 2020 | 2030 | 2050
| ALK | 1000 | 800 | 610 | 750 | 650 | 450 | 450 | 350 | 200
| PEM | 2000 | 1400 | 1000 | 1250 | 700 | 400 | 600 | 350 | 200
| SOEC | 5000 | 2500 | 690 | 3000 | 1500 | 500 | 785 | 450 | 300
Fixed Cost (USD 2020/kW) |  |  | Source
| 3% of Capex | for ALK and PMC | DEA
| 12% of Capex | for SOEC | DEA
Efficiency (%) |  | Conservative |  |  | Reference |  |  | Optimistic
| Technology | 2020 | 2030 | 2050 | 2020 | 2030 | 2050 | 2020 | 2030 | 2050
| ALK | 0.5 | 0.65 | 0.7 | 0.63 | 0.7 | 0.73 | 0.68 | 0.75 | 0.77
| PEM | 0.5 | 0.63 | 0.74 | 0.65 | 0.7 | 0.8 | 0.75 | 0.8 | 0.86
| SOEC | 0.74 | 0.84 | 0.85 | 0.8 | 0.89 | 0.9 | 0.91 | 0.95 | 0.95
Life time (years) | 25
Haber Bosch Process + Air Separation
Forecasted Fertiliser Quantity for 2030: 74113.86 tons Year Forecasted Fertiliser Quantity0 2020 66241.9824861 2021 67586.6038682 2022 64923.3493713 2023 65807.8531474 2024 66656.6190945 2025 68234.0112986 2026 69665.6522197 2027 71228.7349668 2028 72958.5711449 2029 74783.50737510 2030 74113.86224111 2030 74113.86224112 2030 74113.86224113 2030 74113.86224114 2030 74113.862241
Parameter | Value | Source
Efficiency (H2 to NH3) | 0.98 | IEA
Electricity consumption (GJ/Ton NH3) | 4 | IEA |  | 120000000 | 1920000000 | 0.68211
Electricity consumption (GJ of electriictry/GJ of NH3) | 0.21164 | Calculated |  | 40000000 | 2814814814.8148
Availability factor | 0.95 | IEA | [5 empty] | MUSD/PJ of NH3 | 10.2
Capital Cost (USD 2020/kW) | 770 | IEA | [5 empty] | USD/GJ | 10.2 | 0.19278
Fixed Cost (USD 2020/kW/Yr) 3% of CAPEX | 23.1 | IEA
Life time (Years) | 30 | DEA | [6 empty] | 38 | 2010582.0106
Energy content of Ammonia (GJ/ton of NH3)-LHV | 18.9 | DEA |  | 2.1164 | 12.7575 |  |  |  | 77 | 4074074.0741
Energy content of Hydrogen (GJ/ton of H2)-LHV | 120 | DEA | [6 empty] | 99 | 5238095.2381
Cost of Ammonia (SEA Region): (USD/kg) of NH3 | 1.33 | Price index |  | 70.3704
Cost of Ammonia (SEA Region): (USD/ton) of NH3 | 1330 |  |  |  |  | 2021 | 2022 | 2023 | 2024 | 2025 | 2026 | 2027 | 2028 | 2029 | 2030 | 2031 | 2032 | 2033 | 2034 | 2035 | 2036 | 2037 | 2038 | 2039 | 2040 | 2041 | 2042 | 2043 | 2044 | 2045 | 2046 | 2047 | 2048 | 2049 | 2050 | 2051 | 2052 | 2053 | 2054 | 2055
Cost of Ammonia (SEA Region): (USD/GJ) of NH3 | 70.3704 |  |  | Import | USD/kg of NH3 | 0.42 | 0.446 | 0.472 | 0.498 | 0.524 | 0.55 | 0.576 | 0.602 | 0.628 | 0.654 | 0.68 | 0.706 | 0.732 | 0.758 | 0.784 | 0.81 | 0.836 | 0.862 | 0.888 | 0.914 | 0.94 | 0.966 | 0.992 | 1.018 | 1.044 | 1.07 | 1.096 | 1.122 | 1.148 | 1.174 | 1.2 | 1.226 | 1.252 | 1.278 | 1.33
Cost of Ammonia (SEA Region): (MUSD/PJ) of NH3 | 70.3704 |  |  | Import | MUSD/PJ of NH3 | 22.22 | 24.4499 | 26.6799 | 28.9098 | 31.1398 | 33.3697 | 35.5996 | 37.8296 | 40.0595 | 42.2895 | 44.5194 | 46.7493 | 48.9793 | 51.2092 | 53.4392 | 54.2857 | 55.1322 | 55.9788 | 56.8253 | 57.6719 | 58.5184 | 59.3649 | 60.2115 | 61.058 | 61.9046 | 62.7511 | 63.5977 | 64.4442 | 65.2907 | 66.1373 | 66.9838 | 67.8304 | 68.6769 | 69.5235 | 70.37
Stack Replacement in a 25 year lifetime |  |  |  | Export | MUSD/PJ of NH3 | -21.109 | -23.2274 | -25.3459 | -27.4643 | -29.5828 | -31.7012 | -33.8197 | -35.9381 | -38.0565 | -40.175 | -42.2934 | -44.4119 | -46.5303 | -48.6488 | -50.7672 | -51.5714 | -52.3756 | -53.1798 | -53.9841 | -54.7883 | -55.5925 | -56.3967 | -57.2009 | -58.0051 | -58.8093 | -59.6136 | -60.4178 | -61.222 | -62.0262 | -62.8304 | -63.6346 | -64.4389 | -65.2431 | -66.0473 | -66.8515
Frequency of Stack replacement (Hours) | 2020 | 2025 | 2030 | 2040 | 2050 | 2021: Source
ALK | 70000 | 80000 | 92500 | 94500 | 101500 | 2021: DEA
PEM | 55000 | 65500 | 77500 | 90000 | 105000 | 2021: DEA
SOEC | 21250 | 34500 | 50000 | 64500 | 82500 | 2021: DEA
Average operating hours in a life time of 25 years (25 years * 8760 hours in a year * 4000 hours annually operation)- hours | 100000
No of Stack replacement in a 25 year lifetime (No) | 2020 | 2025 | 2030 | 2040 | 2050 | 2021: Source
ALK | 1.4286 | 1.25 | 1.0811 | 1.0582 | 0 | 2021: DEA
PEM | 1.8182 | 1.5267 | 1.2903 | 1.1111 | 0 | 2021: DEA
SOEC | 4.7059 | 2.8986 | 2 | 1.5504 | 1.2121 | 2021: DEA